## weighted priority
| Development Factor (Name of region/area) MW reported from KWL & Geothemex 2015 | Suggested favourability for Direct-use | Transmission Line | Finance & Regulations | Environmental | Community | Resource | Roading access & Constructability | Weighted Total
|  |  | F | D+E+G+L | C | H | A+B+M | I+J+K+N
|  |  | 1 | 2 | 3 | 5 | 5 | 3 | 19 | Ranking | Comments
A | Canoe Creek - Valemount (15 MW) | high | 0.5 | 3.0238 | 2.25 | 3.1111 | 4.0476 | 3.3 | 58.9913 | 3.1048 | Receptive community; financial and technical support needed
B | Clarke Lake (34 MW) | high | 1.5 | 2.3571 | 3.75 | 3.7778 | 4.119 | 3.3 | 66.8484 | 3.5183 | Receptive community; financial and technical support needed
C | Clearwater (10 MW) | low | 0.5 | 1.0714 | 1.5 | 2.6667 | 2.3095 | 2.7 | 40.1238 | 2.1118 | Temp. grad. work in the N. Thompson valley to confirm high heat flow; results might change ranking significantly.
D | Iskut (10 MW) | low | 0.5 | 2.6548 | 0.75 | 2.3333 | 2.881 | 2.7333 | 42.331 | 2.2279 | Remote location with limited population and development: new geochem Taweh (Sezill) (thanks to Polaris Infrastructure)
E | Jedney area (15 MW) | high | 0.5 | 2.3571 | 3.5 | 3.1111 | 3.881 | 2.65 | 58.6246 | 3.0855 | Remote location with limited population and development potential.
F | King Island (20 MW) | moderate | 0.5 | 2.1905 | 2 | 2.6667 | 3.4048 | 2.3333 | 48.2381 | 2.5388 | Remote site; established lodge for sale (as of March 2016)
G | Kootenay (20 MW) | moderate | 2.5 | 2.4196 | 2 | 2.7778 | 3.8333 | 3.4667 | 56.7948 | 2.9892 | Ainsworth may be open to Direct-use applications; new geochem Wildhorse (thanks to Polaris Infrastructure)
H | Lakelse Lake (20 MW) | high | 1 | 2.0238 | 2.5 | 2.5556 | 4.1429 | 4.5 | 59.5397 | 3.1337 | Electrical generation project underway; potential for Direct-use
I | Lower Arrow Lake (20 MW) | moderate | 1.75 | 2.2113 | 3.25 | 2.4444 | 3.4762 | 3.1167 | 54.8758 | 2.8882 | Remote location with limited population and development
J | Mount Meager (100 - 200 MW) | high | 3 | 2.8363 | 2 | 2.6667 | 4.2857 | 3 | 58.4345 | 3.0755 | Remote site; new hydro project and transmission; upgraded access to Pebble Creek HS
K | Mt. Cayley (50 MW) | moderate | 0.5 | 2.3571 | 3 | 2.7778 | 3.7857 | 2.6833 | 55.0817 | 2.899 | Remote site; good access; new chemistry for Turbid Creek HS (thanks to Polaris infrastructure).
L | Mt. Garibaldi (50 MW) | moderate | 1.5 | 2.8571 | 3 | 2.7778 | 2.7381 | 3.5667 | 54.4937 | 2.8681 | Slightly lower score than Cayley is due to lack of a defined resource.
M | Mt. Silverthrone (50 MW) | low | 0 | 2.8571 | 2 | 2.5556 | 3 | 1.9833 | 45.4421 | 2.3917 | Remote location with no population
N | Nazko Cone (10 MW) | moderate | 0 | 2.1905 | 2.5 | 2.6667 | 3.8095 | 3.1833 | 53.8119 | 2.8322 | Remote location with limited population and development
O | Okanagan (20 MW) | high | 0.5 | 2.3571 | 2.75 | 2.8889 | 3.619 | 3.75 | 57.254 | 3.0134 | Potentially receptive community, recreational area.
P | Sloquet Creek (10 MW) | high | 3.75 | 2.3571 | 3 | 2.8889 | 3.6429 | 3.1167 | 59.473 | 3.1302 | Potentially receptive community, recreational area.
Q | Sphaler Creek (10 MW) | low | 0 | 2.1905 | 2.75 | 2.3333 | 2.9048 | 2.0333 | 44.9214 | 2.3643 | Remote location with limited population and development
R | Upper Arrow (20 MW) | moderate | 0.5 | 2.1905 | 2 | 3 | 3.6667 | 3.1667 | 53.7143 | 2.8271 | new chemistry St. Leon & Taylor (thanks to Polaris Infrastructure)
*Weighting factors are based on an analysis of the developability of an area using available data. The weighting factors used were biased towards a likely resource with temperatures between 40 - 80 C (or higher) and a receptive community. Favourability (low, moderate, high) were assigned based on the weighted ranking. High, 3.00 and above, moderate between 3.00 and 2.50 and those below 2.50 were assigned a low.

## A. Canoe Creek-Valemount
Column1 | Column2 | Column3 | Column4 | Column5 | Column6 | Column7 | Column8
| GEOTHERMAL DECISION MATRIX WORKSHEET | Comments | Favourable | Unfavourable | Potential time commitment to resolve (days; months; years) | Cost (High, Med, Low) | ADDITIONAL NOTES OR COMMENTS | Numerical favourability index
| AREA OF INTEREST: | Canoe Creek - Valemount
| Nearest community name: | Valemount
| Nearest large community: | Kamloops
| Topographic map sheets (name and code) : | Canoe Mountain, 083D11
| Geological map sheets (name and code) | 83D.065
Canoe Creek - Valemount
Column1: A.; Column2: Resource potential | 3.1429
Column1: A.1; Column2: General geological setting | 5
Column1: A.2; Column2: Size/potential/type; Column3: Lake Reservoir covers part of the area to assess | 3
Column1: A.3; Column2: Temperature gradient/ Heat flow data | 3
Column1: A.4; Column2: Water & Gas chemistry; Column3: Cl 320 mg/L, mixing waters. Medium concentrations of bicarbonate and sulphate. | 3
Column1: A.5; Column2: Mineral indicators and/or surface alteration; Column3: none reported | 0
Column1: A.6; Column2: Surface thermal features (type, temperature); Column3: 50-80C reported. Lake Reservoir covers thermal features most of the year. Mud pools have been submerged since dam construction. | 5
Column1: A.7; Column2: Surface spring flow rates and Resource recharge; Column3: Need a better estimate of flow rates (reported 3L/s) | 3
Column1: A.8; Column2: 3D permeability (heat exchange potential); Column3: Fracture permeability | 3
Column1: A.9; Column2: Recent magmatism; Column3: No | 0
Column1: A.10; Column2: Structural setting / seismic / tectonics; Column3: Lots of evidence of fracturing/faulting | 3
Column1: A.11; Column2: Geophysics (type and interpretation if available); Column3: 2008 Quantech MT survey suggests alteration zone at 1000 m | 5
Column1: A.12; Column2: Potential Resource host rocks; Column3: Fracture permeability | 5
Column1: A.13; Column2: Potential drilling issues; Column3: Fractured rock | 1
Column1: A.14; Column2: Brief description of geological setting of thermal features (i.e. springs emanate from fluvial gravels; beside a river; etc.); Column3: This is an area of high heat flow and major structures. This may make it more favourable that just the surface expression of springs might indicate. | 5
Column1: B.; Column2: Exploration Uncertainty (Risk) | 4
Column1: B.1; Column2: Degree of identification of resources/reserves; Column3: Surface manifestations, but resource not defined; need to define depth of waters less than 80 C; Borealis recently signed a direct heat agreement that entails using the cooled waste water (~70 degrees Celsius) coming from the power plant after power generation for purposes such as sustaining a community greenhouse for food growth and possible public hot springs facilities | 4
Column1: B.2; Column2: Likelihood of covering Resource with concession; Column3: lake coverage; Borealis holds permit | 4
Column1: B.3; Column2: Expected authorization date; Column3: 2016/2017 | 5
Column1: B.4; Column2: Specific timing of exploration (BC yr. by yr. to max 7 years); Column3: Borealis acquired geothermal permit in 2011, ~4 years | 4
Column1: B.5; Column2: Degree of previous exploration (can be good or bad); Column3: In progress, no slim hole drilling yet | 4
Column1: B.6; Column2: Surface Operational capacity (enough stable area for drilling and facilities planned?); Column3: Reservoir covers part of the area; steep mountain valley | 3
Column1: B.7; Column2: Exploration to exploitation (Difficult to easy); Column3: In progress, favourable environment | 4
Column1: C.; Column2: Environmental Issues | 2.25
Column1: C.1; Column2: Protected areas (type and classification); Column3: Cranberry Marsh/Starratt wildlife habitat 5 km from potential transmission connection location | 3
Column1: C.2; Column2: Endangered species; Column3: Southern Mountain Cariboo habitat area ~2 km from proposed transmission route | 2
Column1: C.3; Column2: Geothermal surface features; Column3: yes used for bathing | 2
Column1: C.4; Column2: Other; Column3: fish bearing stream crossed by potential transmission/piping route, various wildlife habitat areas (Grizzly bear, spotted owl), 5-20 km away | 2
Column1: D.; Column2: Geothermal Area - Bidding and/or type of land holding (private/gov/lease/etc.) | 3.6667
Column1: D.1; Column2: Bidding Area; Column3: some permits dropped; Borealis state 2016/2017 to move forward on remaining permits. Permission to use Crown land is obtained by application under the Land Act (LA); target for Direct-use would be lower temperature < 80°C resource. | 3
Column1: D.2; Column2: Electrical generation potential? Competition or collaboration possible from Companies present; Column3: KWL report | 3
Column1: D.3; Column2: Other claim rights(Mining and/or Oil); Column3: none known | 5
Column1: E.; Column2: Market | 5
Column1: E.1; Column2: Potential commodities for direct use applications; Column3: Village of Valemount is actively assessing Direct-use applications. Mushroom drying, forest products, greenhouses, direct heating/cooling etc. | 5
Column1: E.2; Column2: Political stability and community relationship to development; Column3: Community engaged in economic evaluation | 5
Column1: E.3; Column2: Time Limits? (Business agreements, Operating/generating-by deadlines?); Column3: Current geothermal lease has been renewed and active exploration is underway (Borealis web site) | 5
Column1: E.4; Column2: Renewable energy "green value" for potential development; Column3: Valemount has active interest in green value developments. | 5
Column1: F.; Column2: Transmission Line Infrastructure | 0.5
Column1: F.1; Column2: State of the Infrastructure; Column3: No transmission to the site of the springs (>20km away); pumps and other electrical equipment would have to run off of generators/solar/wind | 1
Column1: F.2; Column2: Transmission route (distance, terrain and costs); Column3: 20 km piping distance; moderate slopes | 1
Column1: F.3; Column2: Wheeling power; Column3: n/a | 0
Column1: F.4; Column2: Transmission providers; Column3: n/a | 0
Column1: G.; Column2: Laws governing direct-use renewable energy sources | 3.4286
Column1: G.1; Column2: General Criteria of the Geothermal Law; Column3: important aspect is the temperature criteria; under 80 C Crown Land Tenure; above geothermal law. | 3
Column1: G.2; Column2: General Criteria of the water resources law; Column3: need a water use licence | 3
Column1: G.3; Column2: Direct sales possible; Column3: yes, with a licence | 3
Column1: G.4; Column2: Carbon credits; Column3: BC Carbon Registry (new, in place 2016), Carbon Tax | 4
Column1: G.5; Column2: Lease time and ability to renew or extend exploration licence; Column3: Geothermal lease has been renewed once; could be done under crown land tenure for lower temperature resource (<80°C) | 3
Column1: G.6; Column2: Issues (and timing) related to conversion from exploration to exploitation; Column3: If done under a geothermal lease specific work program is required. | 3
Column1: G.7; Column2: Time frame for exploitation licence; Column3: Crown land tenure takes weeks to months, depending on the length of tenure requested; lease up to 30 years | 5
Column1: H.; Column2: Community Issues | 3.1111
Column1: H.1; Column2: Indigenous Law and Indigenous Development Areas; Column3: different stages; two groups | 1
Column1: H.2; Column2: Land claims; Column3: asserted territory of Lheidli (stage 5); Borealis does not have a MOU with Lheidli | 1
Column1: H.3; Column2: Community action; Column3: Valemount actively looking at options | 5
Column1: H.4; Column2: Surface Rights; Column3: treaty and crown land | 3
Column1: H.5; Column2: Visual considerations; Column3: lots of logging and forest service road access | 5
Column1: H.6; Column2: Tourism; Column3: springs used, many other recreational activities nearby. | 4
Column1: H.7; Column2: Traditional use area: trapping, hunting, food and medicinal plants, fishing activities; Column3: Lheidli, Simpcw, Shuswap, Neskonlith first nations group (Borealis has an MOU with Simpcw and Shuswap) | 3
Column1: H.8; Column2: Traditional use area: Community sacred site, gathering place or event sites; Column3: Lheidli, Simpcw, Shuswap, Neskonlith first nations group (Borealis has an MOU with Simpcw and Shuswap) | 3
Column1: H.9; Column2: Traditional use area: archeology sites and other areas of significance; Column3: Lheidli, Simpcw, Shuswap, Neskonlith first nations group (Borealis has an MOU with Simpcw and Shuswap) | 3
Column1: I.; Column2: Water rights | 5
Column1: I.1; Column2: availability for proposed development; Column3: 2 active licenses on east side of Lake | 5
Column1: I.2; Column2: availability for drilling; Column3: yes, with a licence | 5
Column1: J.; Column2: Engineering | 2.4
Column1: J.1; Column2: Development proposal and design; Column3: no reported progress | 0
Column1: J.2; Column2: Construction issues; Column3: none reported | 3
Column1: J.3; Column2: Transportation issues; Column3: none reported | 3
Column1: J.4; Column2: Architectural Issues (blend/hide into environment? Local styles? Etc.); Column3: none reported | 3
Column1: J.5; Column2: Special construction issues (heat exchanger & full injection); Column3: none reported | 3
Column1: K.; Column2: Non electrical infrastructure (roads and habitation) | 3.8
Column1: K.1; Column2: Nearest large community > 50,000; Column3: Kamloops is a major center for trades and material | 4
Column1: K.2; Column2: nearest community and size; Column3: Valemount (1000 people) | 2
Column1: K.3; Column2: Nearest road and condition; Column3: unpaved road | 3
Column1: K.4; Column2: Current access conditions (restrictions); Column3: unpaved roads; close enough to Valemount for staff | 5
Column1: K.5; Column2: Terrain and distance factor for road building; Column3: no requirements for new roads | 5
Column1: L.; Column2: Development Finance | 0
Column1: L.1; Column2: Development value (greenhouses; tourism; heating; etc.) | 0
Column1: L.2; Column2: Market price for similar commodities not using direct-use heat | 0
Column1: L.3; Column2: Green power premium for commodity? | 0
Column1: L.4; Column2: Commodity price | 0
Column1: L.5; Column2: Marketing implications | 0
Column1: L.6; Column2: Estimated size of resource | 0
Column1: L.7; Column2: Are there any green use incentives? | 0
Column1: L.8; Column2: Grants | 0
Column1: L.9; Column2: Tax holidays | 0
Column1: L.10; Column2: Tax relief | 0
Column1: L.11; Column2: Loan guarantees | 0
Column1: L.12; Column2: Royalties/Fees | 0
Column1: L.13; Column2: General idea of royalties | 0
Column1: L.14; Column2: Private land owner or government land | 0
Column1: L.15; Column2: Tax rate in the country | 0
Column1: L.16; Column2: Transmission Tariffs | 0
Column1: M.; Column2: Maps | 5
Column1: M.1; Column2: Regional topographic map showing population centres, roads and other infrastructure including electrical grid and nearest substation and/or generating station. (1:500,000?) | 5
Column1: M.2; Column2: Regional map showing land tenure in area – geothermal concessions, mining concessions, private land holds, public or national lands (parks) (1:500,000?) | 5
Column1: M.3; Column2: Regional geological map (1:250 or 500,000?) | 5
Column1: M.4; Column2: Detailed geological map of the immediate area of the concessions (1:50,000 or 100,000) | 5
Column1: N.; Column2: Other issues and considerations | 2
Column1: N.1; Column2: Spatial concentration of potential customers; Column3: Valemount is a small community | 2
Column1: N.2; Column2: Distance to market for prospective commodities; Column3: Kamloops and Edmonton closest markets | 3
Column1: N.3; Column2: Costs to potential customers to receive Direct-use benefits; Column3: no subsidies | 1
| OVERALL COMMENTS/ASSESSMENT: | Valemount is actively interested in pursuing Direct-use applications. They have had workshops to investigate the options. They have looked at mushroom growing; greenhouses, and heating.

## A Area Summary
| DRAFT EXAMPLE GEOTHERMAL DECSION MATRIX WORKSHEET | Numerical favourability index |  | Transmission Line | Finance & Regulations | Environmental | Community | Resource | Roading access & Constructability
| AREA OF INTEREST | Canoe Creek - Valemount
| Nearest community name | Valemount | INDEX # USED | F | D+E+G+L | C | H | A+B+M | I+J+K+N
| Country/state/community | Kamloops |  | 0.5 | 3.0238 | 2.25 | 3.1111 | 4.0476 | 3.3
| Topographic map sheets (name and code) | Canoe Mountain, 083D11
| Geological map sheets (name and code) | 83D.065
Canoe Creek - Valemount
A. | Resource potential | 3.1429
A.1 | General geological setting | 5
A.2 | Size/potential/type | 3
A.3 | Temperature gradient/ Heat flow data | 3
A.4 | Water & Gas chemistry | 3
A.5 | Mineral indicators and/or surface alteration | 0
A.6 | Surface thermal features (type, temperature) | 5
A.7 | Surface spring flow rates and Resource recharge | 3
A.8 | 3D permeability (heat exchange potential) | 3
A.9 | Recent magmatism | 0
A.10 | Structural setting / seismic / tectonics | 3
A.11 | Geophysics (type and interpretation if available) | 5
A.12 | Potential Resource host rocks | 5
A.13 | Potential drilling issues | 1
A.14 | Brief description of geological setting of thermal features (i.e. springs emanate from fluvial gravels; beside a river; etc.) | 5
B. | Exploration Uncertainty (Risk) | 4
B.1 | Degree of identification of resources/reserves | 4
B.2 | Likelihood of covering Resource with concession | 4
B.3 | Expected authorization date | 5
B.4 | Specific timing of exploration (2 + 2 years, BC 8 years, etc.) | 4
B.5 | Degree of previous exploration (can be good or bad) | 4
B.6 | Surface Operational capacity (enough stable area for drilling and facilities planned?) | 3
B.7 | Exploration to exploitation (Difficult to easy) | 4
C. | Environmental Issues | 2.25
C.1 | Protected areas (type and classification) | 3
C.2 | Endangered species | 2
C.3 | Geothermal surface features | 2
C.4 | Other | 2
D. | Geothermal Area - Bidding and/or type of land holding (private/government/lease/etc.) | 3.6667
D.1 | Bidding Area | 3
D.2 | Electrical generation potential? Competition or collaboration possible from Companies present | 3
D.3 | Other claim rights(Mining and/or Oil) | 5
E. | Market | 5
E.1 | Potential commodities for direct use applications | 5
E.2 | Political stability and community relationship to development | 5
E.3 | Time Limits? (Business agreements, Operating/generating-by deadlines?) | 5
E.4 | Renewal energy "green value" for potential development | 5
F. | Transmission Line Infrastructure | 0.5
F.1 | State of the Infrastructure | 1
F.2 | Transmission route (distance, terrain and costs) | 1
F.3 | Wheeling power | 0
F.4 | Transmission providers | 0
G. | Laws governing direct-use renewable energy sources | 3.4286
G.1 | General Criteria of the Geothermal Law | 3
G.2 | General Criteria of the water resources law | 3
G.3 | Direct sales possible | 3
G.4 | Carbon credits | 4
G.5 | Lease time and ability to renew or extend exploration licence | 3
G.6 | Issues (and timing) related to conversion from exploration to exploitation | 3
G.7 | Time frame for exploitation licence | 5
H. | Community Issues | 3.1111
H.1 | Indigenous Law and Indigenous Development Areas | 1
H.2 | Land claims | 1
H.3 | Community action | 5
H.4 | Surface Rights | 3
H.5 | Visual considerations | 5
H.6 | Tourism | 4
H.7 | Traditional use area: trapping, hunting, food and medicinal plants, fishing activities | 3
H.8 | Traditional use area: Community sacred site, gathering place or event sites | 3
H.9 | Traditional use area: archeology sites and other areas of significance | 3
I. | Water rights | 5
I.1 | availability for proposed development | 5
I.2 | availability for drilling | 5
J. | Engineering | 2.4
J.1 | Development proposal and design | 0
J.2 | Construction issues | 3
J.0 | Transportation issues | 3
J.4 | Architectural Issues (blend/hide into environment? Local styles? Etc.) | 3
J.5 | Special construction issues (heat exchanger & full injection) | 3
K. | Non electrical infrastructure (roads and habitation) | 3.8
K.1 | Nearest large community > 50,000 | 4
K.2 | nearest community and size | 2
K.0 | Nearest road and condition | 3
K.4 | Current access conditions (restrictions) | 5
K.5 | Terrain and distance factor for road building | 5
L. | Development Finance | 0
L.1 | Development value (greenhouses; tourism; heating; etc.) | 0
L.2 | Market price for similar commodities not using direct-use heat | 0
L.3 | Green power premium for commodity? | 0
L.4 | Commodity price | 0
L.5 | Marketing implications | 0
L.6 | Estimated size of resource | 0
L.7 | Are there any green use incentives? | 0
L.8 | Grants | 0
L.9 | Tax holidays | 0
L.10 | Tax relief | 0
L.11 | Loan guarantees | 0
L.12 | Royalties/Fees | 0
L.13 | General idea of royalties | 0
L.14 | Private land owner or government land | 0
L.15 | Tax rate in the country | 0
L.16 | Transmission Tariffs | 0
M. | Maps | 5
M.1 | Regional topographic map showing population centres, roads and other infrastructure including electrical grid and nearest substation and/or generating station. (1:500,000?) | 5
M.2 | Regional map showing land tenure in area – geothermal concessions, mining concessions, private land holds, public or national lands (parks) (1:500,000?) | 5
M.3 | Regional geological map (1:250 or 500,000?) | 5
M.4 | Detailed geological map of the immediate area of the concessions (1:50,000 or 100,000) | 5
N. | Other issues and considerations | 2
N.1 |  | 2
N.2 |  | 3
N.3 |  | 1

## B. Clarke Lake
Column1 | Column2 | Column3 | Column4 | Column5 | Column6 | Column7 | Column8 | Column52
| GEOTHERMAL DECISION MATRIX WORKSHEET | Comments | Favourable | Unfavourable | Potential time commitment to resolve (days; months; years) | Cost (High, Med, Low) | ADDITIONAL NOTES OR COMMENTS | Numerical favourability index
| AREA OF INTEREST: | Clarke Lake
| Nearest community name: | Fort Nelson
| Nearest large community: | Prince George
| Topographic map sheets (name and code) : | Jackfish Creek, 094J10
| Geological map sheets (name and code) | 94J.078
Clarke Lake
A. | Resource potential | [6 empty] | 4.2143
A.1 | General geological setting | well known | [5 empty] | 5
A.2 | Size/potential/type | large (6.2 km3), reservoir temp estimated at 115C based on drill stem test (DST) records from natural gas wells (range 81 - 123C). | [5 empty] | 5
A.3 | Temperature gradient/ Heat flow data | relatively high temp gradient (average measured 54C/km) | [5 empty] | 5
A.4 | Water & Gas chemistry | Salinities approx. 35,000 ppm total dissolved solids. Natural gas from target formations contain 9.1% CO2 and 0.23% H2S. | [5 empty] | 3
A.5 | Mineral indicators and/or surface alteration | N/A. Temp estimate based on direct measurements in DSTs. | [5 empty] | 5
A.6 | Surface thermal features (type, temperature) | [6 empty] | 5
A.7 | Surface spring flow rates and Resource recharge | No surface manifestations. Reported maximum from deepened natural gas well was 1,800 m3/day. Productivity of well drilled with larger diameter for geothermal production estimated 8,400 m3/day. Reservoir is reported to have strong reservoir recharge. | [5 empty] | 5
A.8 | 3D permeability (heat exchange potential) | high formation permeability | [5 empty] | 5
A.9 | Recent magmatism | [6 empty] | 0
A.10 | Structural setting / seismic / tectonics | Lots of evidence of fracturing/faulting | [5 empty] | 5
A.11 | Geophysics (type and interpretation if available) | Seismic surveys available in area. Regional aeromagnetic surveys conducted for gas field identified main basements and fault trends. | [5 empty] | 5
A.12 | Potential Resource host rocks | carbonate reef rocks | [5 empty] | 5
A.13 | Potential drilling issues | Deep reservoir (average depth ~2,000 m). No known indication at shallower (i.e.. Lower temperature) depths. | [5 empty] | 1
A.14 | Brief description of geological setting of thermal features (i.e. springs emanate from fluvial gravels; beside a river; etc.) | high formation permeability | [5 empty] | 5
B. | Exploration Uncertainty (Risk) | [6 empty] | 3.1429
B.1 | Degree of identification of resources/reserves | Extensive gas drilling. Less than 80C water aquifer location unknown. | [5 empty] | 3
B.2 | Likelihood of covering Resource with concession | Reservoir has large area, well defined by natural gas drilling. No current geothermal permits. | [5 empty] | 5
B.3 | Expected authorization date | No geothermal tracts nearby. | [5 empty] | 0
B.4 | Specific timing of exploration (2 + 2 years, BC 8 years, etc.) | as soon as permits are in place, 5 years for a 5MW pilot plant (KWL report) | [5 empty] | 3
B.5 | Degree of previous exploration (can be good or bad) | High degree of natural gas exploration, no specific work done for geothermal applications. | [5 empty] | 4
B.6 | Surface Operational capacity (enough stable area for drilling and facilities planned?) | Sufficient level ground exists for development. Gas field operations provide some infrastructure. | [5 empty] | 5
B.7 | Exploration to exploitation (Difficult to easy) | Existing wells not likely useful, may be usable for injections (case by case basis). | [5 empty] | 2
C. | Environmental Issues | [6 empty] | 3.75
C.1 | Protected areas (type and classification) | Not nearby. | [5 empty] | 5
C.2 | Endangered species | Canada Warbler, Southern Mountain Caribou, Cape May Warbler habitats <5 km away. | [5 empty] | 2
C.3 | Geothermal surface features | nearest hot springs >150 km away. Resource is not dependent on nearby surface features. | [5 empty] | 5
C.4 | Other | Wildlife Habitat Area allotted for Boreal Caribou is nearby (3.5km south of proposed transmission/piping route). No fish bearing streams crossed. | [5 empty] | 3
D. | Geothermal Area - Bidding and/or type of land holding (private/gov/lease/etc.) | [6 empty] | 3
D.1 | Bidding Area | No geothermal tracts nearby. Permission to use Crown land is obtained by application under the Land Act (LA); target would be lower temperature < 80°C resource. | [5 empty] | 3
D.2 | Electrical generation potential? Competition or collaboration possible from Companies present | See KWL report. Also, collaboration possible with natural gas development (co-produced fluids). | [5 empty] | 3
D.3 | Other claim rights(Mining and/or Oil) | Within oil and gas management area and overlapping petroleum and natural gas tenures exist. No existing mineral, coal titles. | [5 empty] | 3
E. | Market | [6 empty] | 3.5
E.1 | Potential commodities for direct use applications | Fort Nelson reserve area is <5km away (pop 3,900). Greenhouses, forest products, etc. Closest large community is Prince George. | [5 empty] | 3
E.2 | Political stability and community relationship to development | Fort Nelson is developing a Water Management Plan. May be positive/negative. | [5 empty] | 3
E.3 | Time Limits? (Business agreements, Operating/generating-by deadlines?) | None known | [5 empty] | 3
E.4 | Renewable energy "green value" for potential development | GHGE targets (i.e.. Fort Nelson: https://nr.civicweb.net/Documents/DocumentDisplay.aspx?ID=51471) | [5 empty] | 5
F. | Transmission Line Infrastructure | [6 empty] | 1.5
F.1 | State of the Infrastructure | 10 km of new 138 kV transmission necessary | [5 empty] | 3
F.2 | Transmission route (distance, terrain and costs) | ~ 10 km piping distance, flat; potential wetland conditions and crossing Fort Nelson River necessary. | [5 empty] | 3
F.3 | Wheeling power | n/a | [5 empty] | 0
F.4 | Transmission providers | n/a | [5 empty] | 0
G. | Laws governing direct-use renewable energy sources | [6 empty] | 3.4286
G.1 | General Criteria of the Geothermal Law | important aspect is the temperature criteria; under 80 C Crown Land Tenure; above geothermal law. | [5 empty] | 3
G.2 | General Criteria of the water resources law | need a water use licence | [5 empty] | 3
G.3 | Direct sales possible | yes, with a licence | [5 empty] | 3
G.4 | Carbon credits | BC Carbon Registry (new, in place 2016), Carbon Tax. | [5 empty] | 4
G.5 | Lease time and ability to renew or extend exploration licence | lease has been renewed once; could be done under crown land tenure | [5 empty] | 3
G.6 | Issues (and timing) related to conversion from exploration to exploitation | If done under a geothermal lease specific work program is required. | [5 empty] | 3
G.7 | Time frame for exploitation licence | Crown land tenure takes weeks to months, depending on the length of tenure requested; lease up to 30 years | [5 empty] | 5
H. | Community Issues | [6 empty] | 3.7778
H.1 | Indigenous Law and Indigenous Development Areas | Treaty 8 land area, most certainty about land claims and indigenous development processes. | [5 empty] | 5
H.2 | Land claims | Treaty 8 land area | [5 empty] | 5
H.3 | Community action | Fort Nelson court challenge against Site C development. Fort Nelson developing Water Management Plan with community plan goals to protect environment from pollution of land, water and air. First Nations have various agreements with Oil & Gas, Forestry industries, and other land management agreements. | [5 empty] | 3
H.4 | Surface Rights | treaty and crown land | [5 empty] | 3
H.5 | Visual considerations | lots of logging, oil and gas, hydro, seismic development infrastructure | [5 empty] | 5
H.6 | Tourism | Alaska highway tourism, seasonal due to harsh winters. Nearest hot springs offer limited soaking, not easily accessed. | [5 empty] | 4
H.7 | Traditional use area: trapping, hunting, food and medicinal plants, fishing activities | Treaty 8 First Nations: Acho Dene Koe (NWT), Dene Tha' (AB), Doig River, Fort Nelson, Prophet River, West Moberly. | [5 empty] | 3
H.8 | Traditional use area: Community sacred site, gathering place or event sites | Treaty 8 First Nations: Acho Dene Koe (NWT), Dene Tha' (AB), Doig River, Fort Nelson, Prophet River, West Moberly. | [5 empty] | 3
H.9 | Traditional use area: archeology sites and other areas of significance | Treaty 8 First Nations: Acho Dene Koe (NWT), Dene Tha' (AB), Doig River, Fort Nelson, Prophet River, West Moberly. | [5 empty] | 3
I. | Water rights | [6 empty] | 5
I.1 | availability for proposed development | Closest water license ~12 km away, 7 additional existing licenses nearby. | [5 empty] | 5
I.2 | availability for drilling | yes, with a licence | [5 empty] | 5
J. | Engineering | [6 empty] | 2.4
J.1 | Development proposal and design | no reported progress | [5 empty] | 0
J.2 | Construction issues | None known | [5 empty] | 3
J.3 | Transportation issues | None known | [5 empty] | 3
J.4 | Architectural Issues (blend/hide into environment? Local styles? Etc.) | none known | [5 empty] | 3
J.5 | Special construction issues (heat exchanger & full injection) | none known | [5 empty] | 3
K. | Non electrical infrastructure (roads and habitation) | [6 empty] | 3.8
K.1 | Nearest large community > 50,000 | Prince George is a major center for trades and material | [5 empty] | 4
K.2 | nearest community and size | Fort Nelson (3900 people) | [5 empty] | 2
K.3 | Nearest road and condition | unpaved road | [5 empty] | 3
K.4 | Current access conditions (restrictions) | unpaved roads; close enough to Fort Nelson for staff | [5 empty] | 5
K.5 | Terrain and distance factor for road building | no requirements for new roads | [5 empty] | 5
L. | Development Finance | [6 empty] | 0
L.1 | Development value (greenhouses; tourism; heating; etc.) | [6 empty] | 0
L.2 | Market price for similar commodities not using direct-use heat | [6 empty] | 0
L.3 | Green power premium for commodity? | [6 empty] | 0
L.4 | Commodity price | [6 empty] | 0
L.5 | Marketing implications | [6 empty] | 0
L.6 | Estimated size of resource | [6 empty] | 0
L.7 | Are there any green use incentives? | [6 empty] | 0
L.8 | Grants | [6 empty] | 0
L.9 | Tax holidays | [6 empty] | 0
L.10 | Tax relief | [6 empty] | 0
L.11 | Loan guarantees | [6 empty] | 0
L.12 | Royalties/Fees | [6 empty] | 0
L.13 | General idea of royalties | [6 empty] | 0
L.14 | Private land owner or government land | [6 empty] | 0
L.15 | Tax rate in the country | [6 empty] | 0
L.16 | Transmission Tariffs | [6 empty] | 0
M. | Maps | [6 empty] | 5
M.1 | Regional topographic map showing population centres, roads and other infrastructure including electrical grid and nearest substation and/or generating station. (1:500,000?) | [6 empty] | 5
M.2 | Regional map showing land tenure in area – geothermal concessions, mining concessions, private land holds, public or national lands (parks) (1:500,000?) | [6 empty] | 5
M.3 | Regional geological map (1:250 or 500,000?) | [6 empty] | 5
M.4 | Detailed geological map of the immediate area of the concessions (1:50,000 or 100,000) | [6 empty] | 5
N. | Other issues and considerations | [6 empty] | 2
N.1 | Spatial concentration of potential customers | Fort Nelson is closest community, small. Long distances. | [5 empty] | 2
N.2 | Distance to market for prospective commodities | Prince George is a major center for trades and material, long distances. | [5 empty] | 3
N.3 | Costs to potential customers to receive Direct-use benefits | no subsidies | [5 empty] | 1
| OVERALL COMMENTS/ASSESSMENT | Clarke Lake has a significant resource and a fair population center that could utilize Direct-use for district heating or other applications. Given the extensive area of high heat flow in NE BC it is likely that waters <80 C could be found within an economic distance of the town site. Community has a planning document that includes a Green House Action Plan (June 2010) that states that geothermal energy is considered for the community. https://nr.civicweb.net/filepro/documents/90854?preview=38879

## B Area Summary
| DRAFT EXAMPLE GEOTHERMAL DECSION MATRIX WORKSHEET | Numerical favourability index |  | Transmission Line | Finance & Regulations | Environmental | Community | Resource | Roading access & Constructability
| AREA OF INTEREST | Clarke Lake
| Nearest community name | Fort Nelson | INDEX # USED | F | D+E+G+L | C | H | A+B+M | I+J+K+N
| Country/state/community | Prince George |  | 1.5 | 2.3571 | 3.75 | 3.7778 | 4.119 | 3.3
| Topographic map sheets (name and code) | Jackfish Creek, 094J10
| Geological map sheets (name and code) | 94J.078
Clarke Lake
A. | Resource potential | 4.2143
A.1 | General geological setting | 5
A.2 | Size/potential/type | 5
A.3 | Temperature gradient/ Heat flow data | 5
A.4 | Water & Gas chemistry | 3
A.5 | Mineral indicators and/or surface alteration | 5
A.6 | Surface thermal features (type, temperature) | 5
A.7 | Surface spring flow rates and Resource recharge | 5
A.8 | 3D permeability (heat exchange potential) | 5
A.9 | Recent magmatism | 0
A.10 | Structural setting / seismic / tectonics | 5
A.11 | Geophysics (type and interpretation if available) | 5
A.12 | Potential Resource host rocks | 5
A.13 | Potential drilling issues | 1
A.14 | Brief description of geological setting of thermal features (i.e. springs emanate from fluvial gravels; beside a river; etc.) | 5
B. | Exploration Uncertainty (Risk) | 3.1429
B.1 | Degree of identification of resources/reserves | 3
B.2 | Likelihood of covering Resource with concession | 5
B.3 | Expected authorization date | 0
B.4 | Specific timing of exploration (2 + 2 years, BC 8 years, etc.) | 3
B.5 | Degree of previous exploration (can be good or bad) | 4
B.6 | Surface Operational capacity (enough stable area for drilling and facilities planned?) | 5
B.7 | Exploration to exploitation (Difficult to easy) | 2
C. | Environmental Issues | 3.75
C.1 | Protected areas (type and classification) | 5
C.2 | Endangered species | 2
C.3 | Geothermal surface features | 5
C.4 | Other | 3
D. | Geothermal Area - Bidding and/or type of land holding (private/government/lease/etc.) | 3
D.1 | Bidding Area | 3
D.2 | Electrical generation potential? Competition or collaboration possible from Companies present | 3
D.3 | Other claim rights(Mining and/or Oil) | 3
E. | Market | 3
E.1 | Potential commodities for direct use applications | 0
E.2 | Political stability and community relationship to development | 3.5
E.3 | Time Limits? (Business agreements, Operating/generating-by deadlines?) | 3
E.4 | Renewal energy "green value" for potential development | 3
F. | Transmission Line Infrastructure | 1.5
F.1 | State of the Infrastructure | 3
F.2 | Transmission route (distance, terrain and costs) | 3
F.3 | Wheeling power | 0
F.4 | Transmission providers | 0
G. | Laws governing direct-use renewable energy sources | 3.4286
G.1 | General Criteria of the Geothermal Law | 3
G.2 | General Criteria of the water resources law | 3
G.3 | Direct sales possible | 3
G.4 | Carbon credits | 4
G.5 | Lease time and ability to renew or extend exploration licence | 3
G.6 | Issues (and timing) related to conversion from exploration to exploitation | 3
G.7 | Time frame for exploitation licence | 5
H. | Community Issues | 3.7778
H.1 | Indigenous Law and Indigenous Development Areas | 5
H.2 | Land claims | 5
H.3 | Community action | 3
H.4 | Surface Rights | 3
H.5 | Visual considerations | 5
H.6 | Tourism | 4
H.7 | Traditional use area: trapping, hunting, food and medicinal plants, fishing activities | 3
H.8 | Traditional use area: Community sacred site, gathering place or event sites | 3
H.9 | Traditional use area: archeology sites and other areas of significance | 3
I. | Water rights | 5
I.1 | availability for proposed development | 5
I.2 | availability for drilling | 5
J. | Engineering | 2.4
J.1 | Development proposal and design | 0
J.2 | Construction issues | 3
J.0 | Transportation issues | 3
J.4 | Architectural Issues (blend/hide into environment? Local styles? Etc.) | 3
J.5 | Special construction issues (heat exchanger & full injection) | 3
K. | Non electrical infrastructure (roads and habitation) | 3.8
K.1 | Nearest large community > 50,000 | 4
K.2 | nearest community and size | 2
K.0 | Nearest road and condition | 3
K.4 | Current access conditions (restrictions) | 5
K.5 | Terrain and distance factor for road building | 5
L. | Development Finance | 0
L.1 | Development value (greenhouses; tourism; heating; etc.) | 0
L.2 | Market price for similar commodities not using direct-use heat | 0
L.3 | Green power premium for commodity? | 0
L.4 | Commodity price | 0
L.5 | Marketing implications | 0
L.6 | Estimated size of resource | 0
L.7 | Are there any green use incentives? | 0
L.8 | Grants | 0
L.9 | Tax holidays | 0
L.10 | Tax relief | 0
L.11 | Loan guarantees | 0
L.12 | Royalties/Fees | 0
L.13 | General idea of royalties | 0
L.14 | Private land owner or government land | 0
L.15 | Tax rate in the country | 0
L.16 | Transmission Tariffs | 0
M. | Maps | 5
M.1 | Regional topographic map showing population centres, roads and other infrastructure including electrical grid and nearest substation and/or generating station. (1:500,000?) | 5
M.2 | Regional map showing land tenure in area – geothermal concessions, mining concessions, private land holds, public or national lands (parks) (1:500,000?) | 5
M.3 | Regional geological map (1:250 or 500,000?) | 5
M.4 | Detailed geological map of the immediate area of the concessions (1:50,000 or 100,000) | 5
N. | Other issues and considerations | 2
N.1 |  | 2
N.2 |  | 3
N.3 |  | 1

## C. Clearwater
Column1 | Column2 | Column3 | Column4 | Column5 | Column6 | Column7 | Column8 | Column52
| GEOTHERMAL DECISION MATRIX WORKSHEET | Comments | Favourable | Unfavourable | Potential time commitment to resolve (days; months; years) | Cost (High, Med, Low) | ADDITIONAL NOTES OR COMMENTS | Numerical favourability index
| AREA OF INTEREST: | Clearwater-Wells Gray
| Nearest community name: | Clearwater
| Nearest large community: | Kamloops
| Topographic map sheets (name and code) : | Mahood Lake, 092P16
| Geological map sheets (name and code) | 92P.100
Clearwater-Wells Gray
A. | Resource potential | [6 empty] | 1.5
A.1 | General geological setting | well known | [5 empty] | 5
A.2 | Size/potential/type | unknown | [5 empty] | 0
A.3 | Temperature gradient/ Heat flow data | unknown | [5 empty] | 0
A.4 | Water & Gas chemistry | unknown | [5 empty] | 0
A.5 | Mineral indicators and/or surface alteration | Ray mineral and Clearwater springs are known to be geothermal | [5 empty] | 0
A.6 | Surface thermal features (type, temperature) | Springs are cold springs related to faulting and subsurface flow under lava flows. | [5 empty] | 0
A.7 | Surface spring flow rates and Resource recharge | unknown | [5 empty] | 0
A.8 | 3D permeability (heat exchange potential) | unknown | [5 empty] | 0
A.9 | Recent magmatism | [6 empty] | 5
A.10 | Structural setting / seismic / tectonics | Lots of evidence of fracturing/faulting | [5 empty] | 5
A.11 | Geophysics (type and interpretation if available) | magnetic data available | [5 empty] | 0
A.12 | Potential Resource host rocks | fractures related to young volcanism | [5 empty] | 3
A.13 | Potential drilling issues | unknown | [5 empty] | 0
A.14 | Brief description of geological setting of thermal features (i.e. springs emanate from fluvial gravels; beside a river; etc.) | unknown | [5 empty] | 3
B. | Exploration Uncertainty (Risk) | [6 empty] | 0.42857
B.1 | Degree of identification of resources/reserves | none identified | [5 empty] | 1
B.2 | Likelihood of covering Resource with concession | Young volcanic features are within a provincial park. | [5 empty] | 0
B.3 | Expected authorization date | No geothermal tracts nearby. | [5 empty] | 0
B.4 | Specific timing of exploration (2 + 2 years, BC 8 years, etc.) | unlikely to be a resource in close proximity to the town; deep faulting in the N. Thompson is a potential target. | [5 empty] | 1
B.5 | Degree of previous exploration (can be good or bad) | regional and thesis work around the area | [5 empty] | 1
B.6 | Surface Operational capacity (enough stable area for drilling and facilities planned?) | Provincial Park | [5 empty] | 0
B.7 | Exploration to exploitation (Difficult to easy) | Permitting process and First Nation consultations will be lengthy. Drilling will be 20km from surface manifestations. | [5 empty] | 0
C. | Environmental Issues | [6 empty] | 1.5
C.1 | Protected areas (type and classification) | Wells Gray-Clearwater provincial park <2 km away (to the North) from townsite | [5 empty] | 0
C.2 | Endangered species | Coast Mountain Draba, Oregon Willowherb, Southern Mountain Caribou habitats within to 10 km away from potential resource area. | [5 empty] | 2
C.3 | Geothermal surface features | Clearwater hot springs ~11 km (inside provincial park) north of potential resource area. | [5 empty] | 2
C.4 | Other | Fish bearing streams located along proposed transmission/piping route. | [5 empty] | 2
D. | Geothermal Area - Bidding and/or type of land holding (private/gov/lease/etc.) | [6 empty] | 1
D.1 | Bidding Area | No geothermal tracts nearby; provincial park. Permission to use Crown land is obtained by application under the Land Act (LA); target would be lower temperature < 80°C resource. | [5 empty] | 1
D.2 | Electrical generation potential? Competition or collaboration possible from Companies present | unlikely ; see KWL report. | [5 empty] | 1
D.3 | Other claim rights(Mining and/or Oil) | none known but within Provincial Park | [5 empty] | 1
E. | Market | [6 empty] | 0.25
E.1 | Potential commodities for direct use applications | mushroom drying; | [5 empty] | 1
E.2 | Political stability and community relationship to development | unknown | [5 empty] | 0
E.3 | Time Limits? (Business agreements, Operating/generating-by deadlines?) | unknown, too much uncertainty | [5 empty] | 0
E.4 | Renewable energy "green value" for potential development | unknown | [5 empty] | 0
F. | Transmission Line Infrastructure | [6 empty] | 0.5
F.1 | State of the Infrastructure | major transmission route in the N. Thompson >30 km away | [5 empty] | 1
F.2 | Transmission route (distance, terrain and costs) | 30 km via existing paved road to Clearwater station. Moderate terrain. | [5 empty] | 1
F.3 | Wheeling power | n/a | [5 empty] | 0
F.4 | Transmission providers | n/a | [5 empty] | 0
G. | Laws governing direct-use renewable energy sources | [6 empty] | 2.2857
G.1 | General Criteria of the Geothermal Law | important aspect is the temperature criteria; under 80 C Crown Land Tenure; above geothermal law. | [5 empty] | 3
G.2 | General Criteria of the water resources law | need a water use licence | [5 empty] | 3
G.3 | Direct sales possible | yes, with a licence | [5 empty] | 3
G.4 | Carbon credits | BC Carbon Registry (new, in place 2016), Carbon Tax | [5 empty] | 4
G.5 | Lease time and ability to renew or extend exploration licence | no current lease; no lease target outside of park | [5 empty] | 0
G.6 | Issues (and timing) related to conversion from exploration to exploitation | If done under a geothermal lease specific work program is required. | [5 empty] | 0
G.7 | Time frame for exploitation licence | Crown land tenure takes weeks to months, depending on the length of tenure requested; lease up to 30 years; Provincial Park | [5 empty] | 3
H. | Community Issues | [6 empty] | 2.6667
H.1 | Indigenous Law and Indigenous Development Areas | BCTC stage 4 negotiation (Canim Lake); | [5 empty] | 1
H.2 | Land claims | Simpcw and Neskonlith not in negotiation but claim the territory. | [5 empty] | 1
H.3 | Community action | Neskonlith have a 5 year community plan; rustic resort and greenhouse (outside of Clearwater area). | [5 empty] | 5
H.4 | Surface Rights | treaty and crown land, Provincial Park | [5 empty] | 3
H.5 | Visual considerations | Logging; provincial park | [5 empty] | 1
H.6 | Tourism | provincial park draws many visitors to experience wilderness values of the park. | [5 empty] | 4
H.7 | Traditional use area: trapping, hunting, food and medicinal plants, fishing activities | Canim Lake, Simpcw, Neskonlith | [5 empty] | 3
H.8 | Traditional use area: Community sacred site, gathering place or event sites | Canim Lake, Simpcw, Neskonlith | [5 empty] | 3
H.9 | Traditional use area: archeology sites and other areas of significance | Canim Lake, Simpcw, Neskonlith | [5 empty] | 3
I. | Water rights | [6 empty] | 3
I.1 | availability for proposed development | yes, if development is outside of park | [5 empty] | 3
I.2 | availability for drilling | yes, if development is outside of park | [5 empty] | 3
J. | Engineering | [6 empty] | 2
J.1 | Development proposal and design | none identified | [5 empty] | 0
J.2 | Construction issues | none known | [5 empty] | 3
J.3 | Transportation issues | paved and gravel roads | [5 empty] | 3
J.4 | Architectural Issues (blend/hide into environment? Local styles? Etc.) | provincial park so any structures would need to fit or blend into the surroundings. | [5 empty] | 1
J.5 | Special construction issues (heat exchanger & full injection) | none known | [5 empty] | 3
K. | Non electrical infrastructure (roads and habitation) | [6 empty] | 3.8
K.1 | Nearest large community > 50,000 | Kamloops | [5 empty] | 4
K.2 | nearest community and size | Clearwater (2331) | [5 empty] | 2
K.3 | Nearest road and condition | paved and unpaved road | [5 empty] | 3
K.4 | Current access conditions (restrictions) | no restrictions | [5 empty] | 5
K.5 | Terrain and distance factor for road building | no requirements for new roads | [5 empty] | 5
L. | Development Finance | [6 empty] | 0
L.1 | Development value (greenhouses; tourism; heating; etc.) | [6 empty] | 0
L.2 | Market price for similar commodities not using direct-use heat | [6 empty] | 0
L.3 | Green power premium for commodity? | [6 empty] | 0
L.4 | Commodity price | [6 empty] | 0
L.5 | Marketing implications | [6 empty] | 0
L.6 | Estimated size of resource | [6 empty] | 0
L.7 | Are there any green use incentives? | [6 empty] | 0
L.8 | Grants | [6 empty] | 0
L.9 | Tax holidays | [6 empty] | 0
L.10 | Tax relief | [6 empty] | 0
L.11 | Loan guarantees | [6 empty] | 0
L.12 | Royalties/Fees | [6 empty] | 0
L.13 | General idea of royalties | [6 empty] | 0
L.14 | Private land owner or government land | [6 empty] | 0
L.15 | Tax rate in the country | [6 empty] | 0
L.16 | Transmission Tariffs | [6 empty] | 0
M. | Maps | [6 empty] | 5
M.1 | Regional topographic map showing population centres, roads and other infrastructure including electrical grid and nearest substation and/or generating station. (1:500,000?) | [6 empty] | 5
M.2 | Regional map showing land tenure in area – geothermal concessions, mining concessions, private land holds, public or national lands (parks) (1:500,000?) | [6 empty] | 5
M.3 | Regional geological map (1:250 or 500,000?) | [6 empty] | 5
M.4 | Detailed geological map of the immediate area of the concessions (1:50,000 or 100,000) | [6 empty] | 5
N. | Other issues and considerations | [6 empty] | 2
N.1 | Spatial concentration of potential customers | Clearwater is a small community, major industry is tourism. | [5 empty] | 2
N.2 | Distance to market for prospective commodities | Good highway access to Kamloops and larger centres | [5 empty] | 3
N.3 | Costs to potential customers to receive Direct-use benefits | no subsidies | [5 empty] | 1
| OVERALL COMMENTS/ASSESSMENT | Currently no action from the town/municipal council on Direct-use; local business installs ground based geothermal. Area of high heat flow with few TG wells.
Note on C15: Cathie Hickson:
Note on E15: Cathie Hickson:
Note on H15: Cathie Hickson:

## C Area Summary
| DRAFT EXAMPLE GEOTHERMAL DECISION MATRIX WORKSHEET | Numerical favourability index |  | Transmission Line | Finance & Regulations | Environmental | Community | Resource | Roading access & Constructability
| AREA OF INTEREST | Clearwater-Wells Gray
| Nearest community name | Clearwater | INDEX # USED | F | D+E+G+L | C | H | A+B+M | I+J+K+N
| Country/state/community | Kamloops |  | 0.5 | 1.0714 | 1.5 | 2.6667 | 2.3095 | 2.7
| Topographic map sheets (name and code) | Mahood Lake, 092P16
| Geological map sheets (name and code) | 92P.100
Clearwater-Wells Gray
A. | Resource potential | 1.5
A.1 | General geological setting | 5
A.2 | Size/potential/type | 0
A.3 | Temperature gradient/ Heat flow data | 0
A.4 | Water & Gas chemistry | 0
A.5 | Mineral indicators and/or surface alteration | 0
A.6 | Surface thermal features (type, temperature) | 0
A.7 | Surface spring flow rates and Resource recharge | 0
A.8 | 3D permeability (heat exchange potential) | 0
A.9 | Recent magmatism | 5
A.10 | Structural setting / seismic / tectonics | 5
A.11 | Geophysics (type and interpretation if available) | 0
A.12 | Potential Resource host rocks | 3
A.13 | Potential drilling issues | 0
A.14 | Brief description of geological setting of thermal features (i.e. springs emanate from fluvial gravels; beside a river; etc.) | 3
B. | Exploration Uncertainty (Risk) | 0.42857
B.1 | Degree of identification of resources/reserves | 1
B.2 | Likelihood of covering Resource with concession | 0
B.3 | Expected authorization date | 0
B.4 | Specific timing of exploration (2 + 2 years, BC 8 years, etc.) | 1
B.5 | Degree of previous exploration (can be good or bad) | 1
B.6 | Surface Operational capacity (enough stable area for drilling and facilities planned?) | 0
B.7 | Exploration to exploitation (Difficult to easy) | 0
C. | Environmental Issues | 1.5
C.1 | Protected areas (type and classification) | 0
C.2 | Endangered species | 2
C.3 | Geothermal surface features | 2
C.4 | Other | 2
D. | Geothermal Area - Bidding and/or type of land holding (private/government/lease/etc.) | 1
D.1 | Bidding Area | 1
D.2 | Electrical generation potential? Competition or collaboration possible from Companies present | 1
D.3 | Other claim rights(Mining and/or Oil) | 1
E. | Market | 1
E.1 | Potential commodities for direct use applications | 0
E.2 | Political stability and community relationship to development | 0.25
E.3 | Time Limits? (Business agreements, Operating/generating-by deadlines?) | 1
E.4 | Renewal energy "green value" for potential development | 0
F. | Transmission Line Infrastructure | 0.5
F.1 | State of the Infrastructure | 1
F.2 | Transmission route (distance, terrain and costs) | 1
F.3 | Wheeling power | 0
F.4 | Transmission providers | 0
G. | Laws governing direct-use renewable energy sources | 2.2857
G.1 | General Criteria of the Geothermal Law | 3
G.2 | General Criteria of the water resources law | 3
G.3 | Direct sales possible | 3
G.4 | Carbon credits | 4
G.5 | Lease time and ability to renew or extend exploration licence | 0
G.6 | Issues (and timing) related to conversion from exploration to exploitation | 0
G.7 | Time frame for exploitation licence | 3
H. | Community Issues | 2.6667
H.1 | Indigenous Law and Indigenous Development Areas | 1
H.2 | Land claims | 1
H.3 | Community action | 5
H.4 | Surface Rights | 3
H.5 | Visual considerations | 1
H.6 | Tourism | 4
H.7 | Traditional use area: trapping, hunting, food and medicinal plants, fishing activities | 3
H.8 | Traditional use area: Community sacred site, gathering place or event sites | 3
H.9 | Traditional use area: archeology sites and other areas of significance | 3
I. | Water rights | 3
I.1 | availability for proposed development | 3
I.2 | availability for drilling | 3
J. | Engineering | 2
J.1 | Development proposal and design | 0
J.2 | Construction issues | 3
J.0 | Transportation issues | 3
J.4 | Architectural Issues (blend/hide into environment? Local styles? Etc.) | 1
J.5 | Special construction issues (heat exchanger & full injection) | 3
K. | Non electrical infrastructure (roads and habitation) | 3.8
K.1 | Nearest large community > 50,000 | 4
K.2 | nearest community and size | 2
K.0 | Nearest road and condition | 3
K.4 | Current access conditions (restrictions) | 5
K.5 | Terrain and distance factor for road building | 5
L. | Development Finance | 0
L.1 | Development value (greenhouses; tourism; heating; etc.) | 0
L.2 | Market price for similar commodities not using direct-use heat | 0
L.3 | Green power premium for commodity? | 0
L.4 | Commodity price | 0
L.5 | Marketing implications | 0
L.6 | Estimated size of resource | 0
L.7 | Are there any green use incentives? | 0
L.8 | Grants | 0
L.9 | Tax holidays | 0
L.10 | Tax relief | 0
L.11 | Loan guarantees | 0
L.12 | Royalties/Fees | 0
L.13 | General idea of royalties | 0
L.14 | Private land owner or government land | 0
L.15 | Tax rate in the country | 0
L.16 | Transmission Tariffs | 0
M. | Maps | 5
M.1 | Regional topographic map showing population centres, roads and other infrastructure including electrical grid and nearest substation and/or generating station. (1:500,000?) | 5
M.2 | Regional map showing land tenure in area – geothermal concessions, mining concessions, private land holds, public or national lands (parks) (1:500,000?) | 5
M.3 | Regional geological map (1:250 or 500,000?) | 5
M.4 | Detailed geological map of the immediate area of the concessions (1:50,000 or 100,000) | 5
N. | Other issues and considerations | 2
N.1 |  | 2
N.2 |  | 3
N.3 |  | 1

## D. Iskut
Column1 | Column2 | Column3 | Column4 | Column5 | Column6 | Column7 | Column8 | Column52
| GEOTHERMAL DECISION MATRIX WORKSHEET | Comments | Favourable | Unfavourable | Potential time commitment to resolve (days; months; years) | Cost (High, Med, Low) | ADDITIONAL NOTES OR COMMENTS | Numerical favourability index
| AREA OF INTEREST: | Iskut
| Nearest community name: | Iskut
| Nearest large community: | Prince George
| Topographic map sheets (name and code) : | Iskut River, 104G01
| Geological map sheets (name and code) | 104G.009
Iskut
A. | Resource potential | [6 empty] | 2.3571
A.1 | General geological setting | Area is remote mountainous region; young and long lived volcanism in Mt. Edziza area. | [5 empty] | 3
A.2 | Size/potential/type | no specific reservoir - isolated hot springs | [5 empty] | 0
A.3 | Temperature gradient/ Heat flow data | none known; area of high heat flow | [5 empty] | 3
A.4 | Water & Gas chemistry | new data for Mess and Iskut from Polaris infrastructure (see geochemistry Appendix D). | [5 empty] | 3
A.5 | Mineral indicators and/or surface alteration | none reported | [5 empty] | 0
A.6 | Surface thermal features (type, temperature) | very hot ~74° C | [5 empty] | 5
A.7 | Surface spring flow rates and Resource recharge | low; unknown | [5 empty] | 1
A.8 | 3D permeability (heat exchange potential) | nothing known; likely structurally controlled | [5 empty] | 1
A.9 | Recent magmatism | Stikine volcanic belt (Northern Cordilleran Volcanic Province) | [5 empty] | 5
A.10 | Structural setting / seismic / tectonics | young faulting and volcanism | [5 empty] | 5
A.11 | Geophysics (type and interpretation if available) | none available | [5 empty] | 0
A.12 | Potential Resource host rocks | fractured basement rocks | [5 empty] | 3
A.13 | Potential drilling issues | remote difficult access | [5 empty] | 1
A.14 | Brief description of geological setting of thermal features (i.e. springs emanate from fluvial gravels; beside a river; etc.) | Close proximity to Mt. Edziza; Bowser Basin to the east. | [5 empty] | 3
B. | Exploration Uncertainty (Risk) | [6 empty] | 1.2857
B.1 | Degree of identification of resources/reserves | reservoir not identified; likely fractured bedrock | [5 empty] | 1
B.2 | Likelihood of covering Resource with concession | Spring within provincial park, if resource accessible outside of park area. | [5 empty] | 2
B.3 | Expected authorization date | Unknown | [5 empty] | 0
B.4 | Specific timing of exploration (7 years BC) | once permits are in place | [5 empty] | 3
B.5 | Degree of previous exploration (can be good or bad) | Surface sampling, geological mapping | [5 empty] | 1
B.6 | Surface Operational capacity (enough stable area for drilling and facilities planned?) | difficult terrain, no nearby infrastructure | [5 empty] | 1
B.7 | Exploration to exploitation (Difficult to easy) | Difficult; little resource information | [5 empty] | 1
C. | Environmental Issues | [6 empty] | 0.75
C.1 | Protected areas (type and classification) | Spring lies within a provincial park | [5 empty] | 0
C.2 | Endangered species | Snow Pearlwort habitat area within 1 km of proposed transmission/piping route. | [5 empty] | 1
C.3 | Geothermal surface features | Iskut spring (within Provincial Park); no pools, Mess Creek 50 km west | [5 empty] | 2
C.4 | Other | remote area; fish-bearing streams; grizzly bear habitat; park established to protect species types and diversity. | [5 empty] | 0
D. | Geothermal Area - Bidding and/or type of land holding (private/gov/lease/etc.) | [6 empty] | 3.3333
D.1 | Bidding Area | Local mine development may provide potential development. No geothermal tracts nearby. Provincial Park. Permission to use Crown land is obtained by application under the Land Act (LA); target would be lower temperature < 80°C resource. | [5 empty] | 3
D.2 | Electrical generation potential? Competition or collaboration possible from Companies present | See KWL report. Possible collaboration with mineral development. | [5 empty] | 2
D.3 | Other claim rights(Mining and/or Oil) | mineral leases, but not nearby. | [5 empty] | 5
E. | Market | [6 empty] | 1.5
E.1 | Potential commodities for direct use applications | Locally gathered forest materials and logging | [5 empty] | 1
E.2 | Political stability and community relationship to development | small communities; mining may promote more emphasis on green energy; community protests over some development. | [5 empty] | 2
E.3 | Time Limits? (Business agreements, Operating/generating-by deadlines?) | no development in planning stage, limited population | [5 empty] | 2
E.4 | Renewable energy "green value" for potential development | possible due to proximity of mining | [5 empty] | 1
F. | Transmission Line Infrastructure | [6 empty] | 0.5
F.1 | State of the Infrastructure | power to Bob Quinn Lake, 25 km away | [5 empty] | 1
F.2 | Transmission route (distance, terrain and costs) | 69 kV line required 25 km via existing transmission line corridor and Galore Creek Mine road. | [5 empty] | 1
F.3 | Wheeling power | n/a | [5 empty] | 0
F.4 | Transmission providers | n/a | [5 empty] | 0
G. | Laws governing direct-use renewable energy sources | [6 empty] | 2.2857
G.1 | General Criteria of the Geothermal Law | important aspect is the temperature criteria; under 80°C Crown Land Tenure; above geothermal law. | [5 empty] | 3
G.2 | General Criteria of the water resources law | need a water use licence | [5 empty] | 3
G.3 | Direct sales possible | yes, with a licence | [5 empty] | 3
G.4 | Carbon credits | BC Carbon Registry (new, in place 2016), Carbon Tax | [5 empty] | 4
G.5 | Lease time and ability to renew or extend exploration licence | no geothermal leases; resource area is within protected Park | [5 empty] | 0
G.6 | Issues (and timing) related to conversion from exploration to exploitation | If done under a geothermal lease specific work program is required. | [5 empty] | 0
G.7 | Time frame for exploitation licence | Crown land tenure takes weeks to months, depending on the length of tenure requested; lease up to 30 years | [5 empty] | 3
H. | Community Issues | [6 empty] | 2.3333
H.1 | Indigenous Law and Indigenous Development Areas | Tahltan Central council; supports sustainable and responsible business development. Not currently in negotiation with BC Treaty Commission (high uncertainty) | [5 empty] | 1
H.2 | Land claims | not currently negotiating, asserted claims by Tahltan and Iskut First Nations | [5 empty] | 1
H.3 | Community action | Tahltan Nation Development Council. 2005 community action against Shell Canada. | [5 empty] | 3
H.4 | Surface Rights | 1910 Declaration of Tahltan tribe; Tahltan resource development policy | [5 empty] | 3
H.5 | Visual considerations | remote wilderness area; logging; mining | [5 empty] | 3
H.6 | Tourism | Tourism underexploited | [5 empty] | 1
H.7 | Traditional use area: trapping, hunting, food and medicinal plants, fishing activities | the Tahltan people look to the land for sustenance, guidance and healing; http://www.tndc.ca/tahltan-people | [5 empty] | 3
H.8 | Traditional use area: Community sacred site, gathering place or event sites | as above | [5 empty] | 3
H.9 | Traditional use area: archeology sites and other areas of significance | as above | [5 empty] | 3
I. | Water rights | [6 empty] | 3
I.1 | availability for proposed development | Only active water license at Bob Quinn Lake. Possible if development is outside of Protected Park. | [5 empty] | 3
I.2 | availability for drilling | yes, if development is outside Park. | [5 empty] | 3
J. | Engineering | [6 empty] | 2.4
J.1 | Development proposal and design | no planning in progress | [5 empty] | 0
J.2 | Construction issues | Unknown | [5 empty] | 3
J.3 | Transportation issues | gravel roads and mining roads | [5 empty] | 3
J.4 | Architectural Issues (blend/hide into environment? Local styles? Etc.) | none known; wilderness area | [5 empty] | 3
J.5 | Special construction issues (heat exchanger & full injection) | none known; remote location | [5 empty] | 3
K. | Non electrical infrastructure (roads and habitation) | [6 empty] | 2.8
K.1 | Nearest large community > 50,000 | Prince George | [5 empty] | 4
K.2 | nearest community and size | Iskut, Galore Creek, Bob Quinn Lake | [5 empty] | 2
K.3 | Nearest road and condition | Galore Creek mining roads | [5 empty] | 2
K.4 | Current access conditions (restrictions) | remote access via mining roads | [5 empty] | 3
K.5 | Terrain and distance factor for road building | dependent on development and condition of existing Galore Creek Mine Road | [5 empty] | 3
L. | Development Finance | [6 empty] | 0
L.1 | Development value (greenhouses; tourism; heating; etc.) | [6 empty] | 0
L.2 | Market price for similar commodities not using direct-use heat | [6 empty] | 0
L.3 | Green power premium for commodity? | [6 empty] | 0
L.4 | Commodity price | [6 empty] | 0
L.5 | Marketing implications | [6 empty] | 0
L.6 | Estimated size of resource | [6 empty] | 0
L.7 | Are there any green use incentives? | [6 empty] | 0
L.8 | Grants | [6 empty] | 0
L.9 | Tax holidays | [6 empty] | 0
L.10 | Tax relief | [6 empty] | 0
L.11 | Loan guarantees | [6 empty] | 0
L.12 | Royalties/Fees | [6 empty] | 0
L.13 | General idea of royalties | [6 empty] | 0
L.14 | Private land owner or government land | [6 empty] | 0
L.15 | Tax rate in the country | [6 empty] | 0
L.16 | Transmission Tariffs | [6 empty] | 0
M. | Maps | [6 empty] | 5
M.1 | Regional topographic map showing population centres, roads and other infrastructure including electrical grid and nearest substation and/or generating station. (1:500,000?) | [6 empty] | 5
M.2 | Regional map showing land tenure in area – geothermal concessions, mining concessions, private land holds, public or national lands (parks) (1:500,000?) | [6 empty] | 5
M.3 | Regional geological map (1:250 or 500,000?) | [6 empty] | 5
M.4 | Detailed geological map of the immediate area of the concessions (1:50,000 or 100,000) | [6 empty] | 5
N. | Other issues and considerations | [6 empty] | 1
N.1 | Spatial concentration of potential customers | very remote locations | [5 empty] | 0
N.2 | Distance to market for prospective commodities | if mining is viable, potential for cooperation | [5 empty] | 3
N.3 | Costs to potential customers to receive Direct-use benefits | high, no subsidies | [5 empty] | 0
| OVERALL COMMENTS/ASSESSMENT | Area is remote; underutilized for tourism, hike to hot spring is difficult, very limited. Power line recently completed to Bob Quinn lake so some economic development is possible.

## D. Area Summary
| DRAFT EXAMPLE GEOTHERMAL DECISION MATRIX WORKSHEET | Numerical favourability index |  | Transmission Line | Finance & Regulations | Environmental | Community | Resource | Roading access & Constructability
| AREA OF INTEREST | Iskut
| Nearest community name | Iskut | INDEX # USED | F | D+E+G+L | C | H | A+B+M | I+J+K
| Country/state/community | Prince George | (N not considered) | 0.5 | 2.6548 | 0.75 | 2.3333 | 2.881 | 2.7333
| Topographic map sheets (name and code) | Iskut River, 104G01
| Geological map sheets (name and code) | 104G.009
Iskut
A. | Resource potential | 2.3571
A.1 | General geological setting | 3
A.2 | Size/potential/type | 0
A.3 | Temperature gradient/ Heat flow data | 3
A.4 | Water & Gas chemistry | 3
A.5 | Mineral indicators and/or surface alteration | 0
A.6 | Surface thermal features (type, temperature) | 5
A.7 | Surface spring flow rates and Resource recharge | 1
A.8 | 3D permeability (heat exchange potential) | 1
A.9 | Recent magmatism | 5
A.10 | Structural setting / seismic / tectonics | 5
A.11 | Geophysics (type and interpretation if available) | 0
A.12 | Potential Resource host rocks | 3
A.13 | Potential drilling issues | 1
A.14 | Brief description of geological setting of thermal features (i.e. springs emanate from fluvial gravels; beside a river; etc.) | 3
B. | Exploration Uncertainty (Risk) | 1.2857
B.1 | Degree of identification of resources/reserves | 1
B.2 | Likelihood of covering Resource with concession | 2
B.3 | Expected authorization date | 0
B.4 | Specific timing of exploration (2 + 2 years, BC 8 years, etc.) | 3
B.5 | Degree of previous exploration (can be good or bad) | 1
B.6 | Surface Operational capacity (enough stable area for drilling and facilities planned?) | 1
B.7 | Exploration to exploitation (Difficult to easy) | 1
C. | Environmental Issues | 0.75
C.1 | Protected areas (type and classification) | 0
C.2 | Endangered species | 1
C.3 | Geothermal surface features | 2
C.4 | Other | 0
D. | Geothermal Area - Bidding and/or type of land holding (private/government/lease/etc.) | 3.3333
D.1 | Bidding Area | 3
D.2 | Electrical generation potential? Competition or collaboration possible from Companies present | 2
D.3 | Other claim rights(Mining and/or Oil) | 5
E. | Market | 5
E.1 | Potential commodities for direct use applications | 0
E.2 | Political stability and community relationship to development | 1.5
E.3 | Time Limits? (Business agreements, Operating/generating-by deadlines?) | 1
E.4 | Renewal energy "green value" for potential development | 2
F. | Transmission Line Infrastructure | 0.5
F.1 | State of the Infrastructure | 1
F.2 | Transmission route (distance, terrain and costs) | 1
F.3 | Wheeling power | 0
F.4 | Transmission providers | 0
G. | Laws governing direct-use renewable energy sources | 2.2857
G.1 | General Criteria of the Geothermal Law | 3
G.2 | General Criteria of the water resources law | 3
G.3 | Direct sales possible | 3
G.4 | Carbon credits | 4
G.5 | Lease time and ability to renew or extend exploration licence | 0
G.6 | Issues (and timing) related to conversion from exploration to exploitation | 0
G.7 | Time frame for exploitation licence | 3
H. | Community Issues | 2.3333
H.1 | Indigenous Law and Indigenous Development Areas | 1
H.2 | Land claims | 1
H.3 | Community action | 3
H.4 | Surface Rights | 3
H.5 | Visual considerations | 3
H.6 | Tourism | 1
H.7 | Traditional use area: trapping, hunting, food and medicinal plants, fishing activities | 3
H.8 | Traditional use area: Community sacred site, gathering place or event sites | 3
H.9 | Traditional use area: archeology sites and other areas of significance | 3
I. | Water rights | 3
I.1 | availability for proposed development | 3
I.2 | availability for drilling | 3
J. | Engineering | 2.4
J.1 | Development proposal and design | 0
J.2 | Construction issues | 3
J.0 | Transportation issues | 3
J.4 | Architectural Issues (blend/hide into environment? Local styles? Etc.) | 3
J.5 | Special construction issues (heat exchanger & full injection) | 3
K. | Non electrical infrastructure (roads and habitation) | 2.8
K.1 | Nearest large community > 50,000 | 4
K.2 | nearest community and size | 2
K.0 | Nearest road and condition | 2
K.4 | Current access conditions (restrictions) | 3
K.5 | Terrain and distance factor for road building | 3
L. | Development Finance | 0
L.1 | Development value (greenhouses; tourism; heating; etc.) | 0
L.2 | Market price for similar commodities not using direct-use heat | 0
L.3 | Green power premium for commodity? | 0
L.4 | Commodity price | 0
L.5 | Marketing implications | 0
L.6 | Estimated size of resource | 0
L.7 | Are there any green use incentives? | 0
L.8 | Grants | 0
L.9 | Tax holidays | 0
L.10 | Tax relief | 0
L.11 | Loan guarantees | 0
L.12 | Royalties/Fees | 0
L.13 | General idea of royalties | 0
L.14 | Private land owner or government land | 0
L.15 | Tax rate in the country | 0
L.16 | Transmission Tariffs | 0
M. | Maps | 5
M.1 | Regional topographic map showing population centres, roads and other infrastructure including electrical grid and nearest substation and/or generating station. (1:500,000?) | 5
M.2 | Regional map showing land tenure in area – geothermal concessions, mining concessions, private land holds, public or national lands (parks) (1:500,000?) | 5
M.3 | Regional geological map (1:250 or 500,000?) | 5
M.4 | Detailed geological map of the immediate area of the concessions (1:50,000 or 100,000) | 5
N. | Other issues and considerations | 1
N.1 |  | 0
N.2 |  | 3
N.3 |  | 0

## E. Jedney
Column1 | Column2 | Column3 | Column4 | Column5 | Column6 | Column7 | Column8 | Column52
| GEOTHERMAL DECISION MATRIX WORKSHEET | Comments | Favourable | Unfavourable | Potential time commitment to resolve (days; months; years) | Cost (High, Med, Low) | ADDITIONAL NOTES OR COMMENTS | Numerical favourability index
| AREA OF INTEREST: | Jedney
| Nearest community name: | Fort St. John
| Nearest large community: | Prince George
| Topographic map sheets (name and code) : | Medana Creek, 094G08
| Geological map sheets (name and code) | 94G.029
Jedney
A. | Resource potential | [6 empty] | 3.5
A.1 | General geological setting | actual reservoir has not been defined | [5 empty] | 5
A.2 | Size/potential/type | good likelihood of 40 - 60 45°C waters within 1-2 km of surface; unknown permeability or formation target. | [5 empty] | 5
A.3 | Temperature gradient/ Heat flow data | 45°C/km | [5 empty] | 5
A.4 | Water & Gas chemistry | yes; part of the field is sour with H2S | [5 empty] | 3
A.5 | Mineral indicators and/or surface alteration | good information from well cuttings | [5 empty] | 5
A.6 | Surface thermal features (type, temperature) | no surface features | [5 empty] | 0
A.7 | Surface spring flow rates and Resource recharge | none known | [5 empty] | 0
A.8 | 3D permeability (heat exchange potential) | likely good permeability | [5 empty] | 5
A.9 | Recent magmatism | sedimentary basin | [5 empty] | 0
A.10 | Structural setting / seismic / tectonics | good knowledge of area due to drilling | [5 empty] | 5
A.11 | Geophysics (type and interpretation if available) | a number of regional geophysical studies | [5 empty] | 3
A.12 | Potential Resource host rocks | sedimentary sequence | [5 empty] | 5
A.13 | Potential drilling issues | unlikely based on knowledge of the area | [5 empty] | 5
A.14 | Brief description of geological setting of thermal features (i.e. springs emanate from fluvial gravels; beside a river; etc.) | reservoir is likely in gas bearing dolomite formation; heat flow is 45°C/km; but no reported aquifers shallower in the sequence. | [5 empty] | 3
B. | Exploration Uncertainty (Risk) | [6 empty] | 3.1429
B.1 | Degree of identification of resources/reserves | cooler < 80° C water is not reported above the 130-140° C waters in the gas bearing aquifer | [5 empty] | 3
B.2 | Likelihood of covering Resource with concession | Given shallower target should not be conflict with oil and gas. | [5 empty] | 5
B.3 | Expected authorization date | unknown | [5 empty] | 0
B.4 | Specific timing of exploration (7 years BC) | exploration would be done Land Act permitting, 5 years for potential 5MW pilot plant (KWL report) | [5 empty] | 3
B.5 | Degree of previous exploration (can be good or bad) | considerable knowledge from oil and gas exploration | [5 empty] | 4
B.6 | Surface Operational capacity (enough stable area for drilling and facilities planned?) | good terrain; also road access | [5 empty] | 5
B.7 | Exploration to exploitation (Difficult to easy) | high cost | [5 empty] | 2
C. | Environmental Issues | [6 empty] | 3.5
C.1 | Protected areas (type and classification) | closest park is 40 km away | [5 empty] | 5
C.2 | Endangered species | Boreal Mount Caribou; some birds and plants, 1 to 45 km from proposed resource area. | [5 empty] | 2
C.3 | Geothermal surface features | none known. Nearest springs ~125 km away. | [5 empty] | 5
C.4 | Other | transmission/piping route would cross many fish bearing streams. | [5 empty] | 2
D. | Geothermal Area - Bidding and/or type of land holding (private/gov/lease/etc.) | [6 empty] | 3
D.1 | Bidding Area | No geothermal tracts. Permission to use Crown land is obtained by application under the Land Act (LA); target would be lower temperature < 80°C resource. | [5 empty] | 3
D.2 | Electrical generation potential? Competition or collaboration possible from Companies present | yes, see KWL and Geothermex (2015) | [5 empty] | 3
D.3 | Other claim rights(Mining and/or Oil) | oil and gas exploration in the area | [5 empty] | 3
E. | Market | [6 empty] | 1
E.1 | Potential commodities for direct use applications | remote location along the Alaska Highway; locally collected wild foods (mushrooms); forest products. | [5 empty] | 1
E.2 | Political stability and community relationship to development | no known issues; but limited population | [5 empty] | 1
E.3 | Time Limits? (Business agreements, Operating/generating-by deadlines?) | no known issues; but limited population | [5 empty] | 2
E.4 | Renewable energy "green value" for potential development | not part of a town planning process | [5 empty] | 0
F. | Transmission Line Infrastructure | [6 empty] | 0.5
F.1 | State of the Infrastructure | If power is required for operation only available to Fox Creek substation | [5 empty] | 1
F.2 | Transmission route (distance, terrain and costs) | remote area, >100 km of transmission required. | [5 empty] | 1
F.3 | Wheeling power | n/a | [5 empty] | 0
F.4 | Transmission providers | n/a | [5 empty] | 0
G. | Laws governing direct-use renewable energy sources | [6 empty] | 3.4286
G.1 | General Criteria of the Geothermal Law | important aspect is the temperature criteria; under 80 C Crown Land Tenure; above geothermal law. | [5 empty] | 3
G.2 | General Criteria of the water resources law | need a water use licence | [5 empty] | 3
G.3 | Direct sales possible | yes, with a licence | [5 empty] | 3
G.4 | Carbon credits | BC Carbon Registry (new, in place 2016), Carbon Tax | [5 empty] | 4
G.5 | Lease time and ability to renew or extend exploration licence | lease has been renewed once; could be done under crown land tenure | [5 empty] | 3
G.6 | Issues (and timing) related to conversion from exploration to exploitation | If done under a geothermal lease specific work program is required. | [5 empty] | 3
G.7 | Time frame for exploitation licence | Crown land tenure takes weeks to months, depending on the length of tenure requested; lease up to 30 years | [5 empty] | 5
H. | Community Issues | [6 empty] | 3.1111
H.1 | Indigenous Law and Indigenous Development Areas | Treaty 8 land area, most certainty about land claims and indigenous development processes. | [5 empty] | 5
H.2 | Land claims | Treaty 8 land area | [5 empty] | 5
H.3 | Community action | court challenge, demonstrations against Site C | [5 empty] | 3
H.4 | Surface Rights | crown land grant | [5 empty] | 3
H.5 | Visual considerations | logging and gas field development in the area | [5 empty] | 3
H.6 | Tourism | no specific tourism site | [5 empty] | 0
H.7 | Traditional use area: trapping, hunting, food and medicinal plants, fishing activities | see individual First nations: Blueberry River, Dene Tha', Doig River, Halfway River, Prophet River, west Moberly | [5 empty] | 3
H.8 | Traditional use area: Community sacred site, gathering place or event sites | as above | [5 empty] | 3
H.9 | Traditional use area: archeology sites and other areas of significance | as above | [5 empty] | 3
I. | Water rights | [6 empty] | 5
I.1 | availability for proposed development | No nearby water licenses, >15 km is closest. | [5 empty] | 5
I.2 | availability for drilling | yes, with a licence | [5 empty] | 5
J. | Engineering | [6 empty] | 2
J.1 | Development proposal and design | no planning underway | [5 empty] | 0
J.2 | Construction issues | none known; remote location; near highway | [5 empty] | 3
J.3 | Transportation issues | long distances | [5 empty] | 1
J.4 | Architectural Issues (blend/hide into environment? Local styles? Etc.) | none known | [5 empty] | 3
J.5 | Special construction issues (heat exchanger & full injection) | none known | [5 empty] | 3
K. | Non electrical infrastructure (roads and habitation) | [6 empty] | 3.6
K.1 | Nearest large community > 50,000 | Prince George | [5 empty] | 3
K.2 | nearest community and size | Fort St. John | [5 empty] | 2
K.3 | Nearest road and condition | Alaska Highway, significant network of existing unpaved access roads. | [5 empty] | 5
K.4 | Current access conditions (restrictions) | none known | [5 empty] | 5
K.5 | Terrain and distance factor for road building | No requirement for new road anticipated. | [5 empty] | 3
L. | Development Finance | [6 empty] | 0
L.1 | Development value (greenhouses; tourism; heating; etc.) | [6 empty] | 0
L.2 | Market price for similar commodities not using direct-use heat | [6 empty] | 0
L.3 | Green power premium for commodity? | [6 empty] | 0
L.4 | Commodity price | [6 empty] | 0
L.5 | Marketing implications | [6 empty] | 0
L.6 | Estimated size of resource | [6 empty] | 0
L.7 | Are there any green use incentives? | [6 empty] | 0
L.8 | Grants | [6 empty] | 0
L.9 | Tax holidays | [6 empty] | 0
L.10 | Tax relief | [6 empty] | 0
L.11 | Loan guarantees | [6 empty] | 0
L.12 | Royalties/Fees | [6 empty] | 0
L.13 | General idea of royalties | [6 empty] | 0
L.14 | Private land owner or government land | [6 empty] | 0
L.15 | Tax rate in the country | [6 empty] | 0
L.16 | Transmission Tariffs | [6 empty] | 0
M. | Maps | [6 empty] | 5
M.1 | Regional topographic map showing population centres, roads and other infrastructure including electrical grid and nearest substation and/or generating station. (1:500,000?) | [6 empty] | 5
M.2 | Regional map showing land tenure in area – geothermal concessions, mining concessions, private land holds, public or national lands (parks) (1:500,000?) | [6 empty] | 5
M.3 | Regional geological map (1:250 or 500,000?) | [6 empty] | 5
M.4 | Detailed geological map of the immediate area of the concessions (1:50,000 or 100,000) | [6 empty] | 5
N. | Other issues and considerations | [6 empty] | 0
N.1 | Spatial concentration of potential customers | very limited population | [5 empty] | 0
N.2 | Distance to market for prospective commodities | long distances | [5 empty] | 0
N.3 | Costs to potential customers to receive Direct-use benefits | high on a per capita basis | [5 empty] | 0
| OVERALL COMMENTS/ASSESSMENT | Very remote area with limited population base to build a development.

## E. Area Summary
| DRAFT EXAMPLE GEOTHERMAL DECISION MATRIX WORKSHEET | Numerical favourability index |  | Transmission Line | Finance & Regulations | Environmental | Community | Resource | Roading access & Constructability
| AREA OF INTEREST | Jedney
| Nearest community name | Fort St. John | INDEX # USED | F | D+E+G+L | C | H | A+B+M | I+J+K+N
| Country/state/community | Prince George |  | 0.5 | 2.3571 | 3.5 | 3.1111 | 3.881 | 2.65
| Topographic map sheets (name and code) | Medana Creek, 094G08
| Geological map sheets (name and code) | 94G.029
Jedney
A. | Resource potential | 3.5
A.1 | General geological setting | 5
A.2 | Size/potential/type | 5
A.3 | Temperature gradient/ Heat flow data | 5
A.4 | Water & Gas chemistry | 3
A.5 | Mineral indicators and/or surface alteration | 5
A.6 | Surface thermal features (type, temperature) | 0
A.7 | Surface spring flow rates and Resource recharge | 0
A.8 | 3D permeability (heat exchange potential) | 5
A.9 | Recent magmatism | 0
A.10 | Structural setting / seismic / tectonics | 5
A.11 | Geophysics (type and interpretation if available) | 3
A.12 | Potential Resource host rocks | 5
A.13 | Potential drilling issues | 5
A.14 | Brief description of geological setting of thermal features (i.e. springs emanate from fluvial gravels; beside a river; etc.) | 3
B. | Exploration Uncertainty (Risk) | 3.1429
B.1 | Degree of identification of resources/reserves | 3
B.2 | Likelihood of covering Resource with concession | 5
B.3 | Expected authorization date | 0
B.4 | Specific timing of exploration (2 + 2 years, BC 8 years, etc.) | 3
B.5 | Degree of previous exploration (can be good or bad) | 4
B.6 | Surface Operational capacity (enough stable area for drilling and facilities planned?) | 5
B.7 | Exploration to exploitation (Difficult to easy) | 2
C. | Environmental Issues | 3.5
C.1 | Protected areas (type and classification) | 5
C.2 | Endangered species | 2
C.3 | Geothermal surface features | 5
C.4 | Other | 2
D. | Geothermal Area - Bidding and/or type of land holding (private/government/lease/etc.) | 3
D.1 | Bidding Area | 3
D.2 | Electrical generation potential? Competition or collaboration possible from Companies present | 3
D.3 | Other claim rights(Mining and/or Oil) | 3
E. | Market | 3
E.1 | Potential commodities for direct use applications | 0
E.2 | Political stability and community relationship to development | 1
E.3 | Time Limits? (Business agreements, Operating/generating-by deadlines?) | 1
E.4 | Renewal energy "green value" for potential development | 1
F. | Transmission Line Infrastructure | 0.5
F.1 | State of the Infrastructure | 1
F.2 | Transmission route (distance, terrain and costs) | 1
F.3 | Wheeling power | 0
F.4 | Transmission providers | 0
G. | Laws governing direct-use renewable energy sources | 3.4286
G.1 | General Criteria of the Geothermal Law | 3
G.2 | General Criteria of the water resources law | 3
G.3 | Direct sales possible | 3
G.4 | Carbon credits | 4
G.5 | Lease time and ability to renew or extend exploration licence | 3
G.6 | Issues (and timing) related to conversion from exploration to exploitation | 3
G.7 | Time frame for exploitation licence | 5
H. | Community Issues | 3.1111
H.1 | Indigenous Law and Indigenous Development Areas | 5
H.2 | Land claims | 5
H.3 | Community action | 3
H.4 | Surface Rights | 3
H.5 | Visual considerations | 3
H.6 | Tourism | 0
H.7 | Traditional use area: trapping, hunting, food and medicinal plants, fishing activities | 3
H.8 | Traditional use area: Community sacred site, gathering place or event sites | 3
H.9 | Traditional use area: archeology sites and other areas of significance | 3
I. | Water rights | 5
I.1 | availability for proposed development | 5
I.2 | availability for drilling | 5
J. | Engineering | 2
J.1 | Development proposal and design | 0
J.2 | Construction issues | 3
J.0 | Transportation issues | 1
J.4 | Architectural Issues (blend/hide into environment? Local styles? Etc.) | 3
J.5 | Special construction issues (heat exchanger & full injection) | 3
K. | Non electrical infrastructure (roads and habitation) | 3.6
K.1 | Nearest large community > 50,000 | 3
K.2 | nearest community and size | 2
K.0 | Nearest road and condition | 5
K.4 | Current access conditions (restrictions) | 5
K.5 | Terrain and distance factor for road building | 3
L. | Development Finance | 0
L.1 | Development value (greenhouses; tourism; heating; etc.) | 0
L.2 | Market price for similar commodities not using direct-use heat | 0
L.3 | Green power premium for commodity? | 0
L.4 | Commodity price | 0
L.5 | Marketing implications | 0
L.6 | Estimated size of resource | 0
L.7 | Are there any green use incentives? | 0
L.8 | Grants | 0
L.9 | Tax holidays | 0
L.10 | Tax relief | 0
L.11 | Loan guarantees | 0
L.12 | Royalties/Fees | 0
L.13 | General idea of royalties | 0
L.14 | Private land owner or government land | 0
L.15 | Tax rate in the country | 0
L.16 | Transmission Tariffs | 0
M. | Maps | 5
M.1 | Regional topographic map showing population centres, roads and other infrastructure including electrical grid and nearest substation and/or generating station. (1:500,000?) | 5
M.2 | Regional map showing land tenure in area – geothermal concessions, mining concessions, private land holds, public or national lands (parks) (1:500,000?) | 5
M.3 | Regional geological map (1:250 or 500,000?) | 5
M.4 | Detailed geological map of the immediate area of the concessions (1:50,000 or 100,000) | 5
N. | Other issues and considerations | 0
N.1 |  | 0
N.2 |  | 0
N.3 |  | 0

## F. King Island
Column1 | Column2 | Column3 | Column4 | Column5 | Column6 | Column7 | Column8 | Column52
| GEOTHERMAL DECISION MATRIX WORKSHEET | Comments | Favourable | Unfavourable | Potential time commitment to resolve (days; months; years) | Cost (High, Med, Low) | ADDITIONAL NOTES OR COMMENTS | Numerical favourability index
| AREA OF INTEREST: | King Island
| Nearest community name: | Bella Coola
| Nearest large community: | Williams Lake
| Topographic map sheets (name and code) : | Labouchere Channel, 093D06
| Geological map sheets (name and code) | 93D.044
King Island
A. | Resource potential | [6 empty] | 2.7857
A.1 | General geological setting | no clearly defined resource; scattered hot springs along large regional faults. | [5 empty] | 5
A.2 | Size/potential/type | resource probably limited by fracture density | [5 empty] | 3
A.3 | Temperature gradient/ Heat flow data | limited to spring T. | [5 empty] | 3
A.4 | Water & Gas chemistry | neutral chemistry; sea water detected in some | [5 empty] | 3
A.5 | Mineral indicators and/or surface alteration | limited | [5 empty] | 0
A.6 | Surface thermal features (type, temperature) | temperatures up to ~45° C | [5 empty] | 5
A.7 | Surface spring flow rates and Resource recharge | limited knowledge | [5 empty] | 2
A.8 | 3D permeability (heat exchange potential) | limited knowledge | [5 empty] | 2
A.9 | Recent magmatism | mafic dykes of unknown, but geologically young ages. | [5 empty] | 3
A.10 | Structural setting / seismic / tectonics | large scale, crustal features create fiords | [5 empty] | 5
A.11 | Geophysics (type and interpretation if available) | regional geophysics available | [5 empty] | 1
A.12 | Potential Resource host rocks | fracture permeability in rocks of mainly the coast plutonic complex. | [5 empty] | 3
A.13 | Potential drilling issues | fracture and crystalline rocks | [5 empty] | 1
A.14 | Brief description of geological setting of thermal features (i.e. springs emanate from fluvial gravels; beside a river; etc.) | a number of small springs along the inlets proximal to Bella Coola. | [5 empty] | 3
B. | Exploration Uncertainty (Risk) | [6 empty] | 2.4286
B.1 | Degree of identification of resources/reserves | along major fault structures, but no clearly defined resource | [5 empty] | 1
B.2 | Likelihood of covering Resource with concession | no geothermal lease required; T below 80C | [5 empty] | 5
B.3 | Expected authorization date | Current lodge for sale | [5 empty] | 3
B.4 | Specific timing of exploration (7 years) | no geothermal lease required; T below 80C, once permits in place 5-6 years. | [5 empty] | 3
B.5 | Degree of previous exploration (can be good or bad) | Lodge development that has changed hands | [5 empty] | 2
B.6 | Surface Operational capacity (enough stable area for drilling and facilities planned?) | dependent on location | [5 empty] | 2
B.7 | Exploration to exploitation (Difficult to easy) | challenging due to terrain and access | [5 empty] | 1
C. | Environmental Issues | [6 empty] | 2
C.1 | Protected areas (type and classification) | local community plan to protect views; great Bear Rain forest and local conservancy areas | [5 empty] | 1
C.2 | Endangered species | plant occurrences within proposed transmission/piping route. | [5 empty] | 3
C.3 | Geothermal surface features | yes; used for First Nations and public | [5 empty] | 2
C.4 | Other | developed spa currently for sale. Fish bearing streams along proposed transmission/piping route. | [5 empty] | 2
D. | Geothermal Area - Bidding and/or type of land holding (private/gov/lease/etc.) | [6 empty] | 2.3333
D.1 | Bidding Area | Permission to use Crown land is obtained by application under the Land Act (LA); target would be lower temperature < 80°C resource. Not known what existing lodge has for permits. | [5 empty] | 3
D.2 | Electrical generation potential? Competition or collaboration possible from Companies present | possible but challenging | [5 empty] | 1
D.3 | Other claim rights(Mining and/or Oil) | none known | [5 empty] | 3
E. | Market | [6 empty] | 2.75
E.1 | Potential commodities for direct use applications | spa/resort potential | [5 empty] | 3
E.2 | Political stability and community relationship to development | favourable to development that doesn't impact natural setting. | [5 empty] | 5
E.3 | Time Limits? (Business agreements, Operating/generating-by deadlines?) | Current lodge for sale | [5 empty] | 3
E.4 | Renewable energy "green value" for potential development | n/a | [5 empty] | 0
F. | Transmission Line Infrastructure | [6 empty] | 0.5
F.1 | State of the Infrastructure | Bella Coola is off the grid (25 kV distribution system) | [5 empty] | 1
F.2 | Transmission route (distance, terrain and costs) | Remote, >50 km of transmission line to Bella Coola. | [5 empty] | 1
F.3 | Wheeling power | n/a | [5 empty] | 0
F.4 | Transmission providers | n/a | [5 empty] | 0
G. | Laws governing direct-use renewable energy sources | [6 empty] | 3.4286
G.1 | General Criteria of the Geothermal Law | important aspect is the temperature criteria; under 80 C Crown Land Tenure; above geothermal law; existing commercial structure | [5 empty] | 3
G.2 | General Criteria of the water resources law | need a water use licence | [5 empty] | 3
G.3 | Direct sales possible | yes, with a licence | [5 empty] | 3
G.4 | Carbon credits | BC Carbon Registry (new, in place 2016), Carbon Tax | [5 empty] | 4
G.5 | Lease time and ability to renew or extend exploration licence | existing lodge at Nascall Hot Springs | [5 empty] | 3
G.6 | Issues (and timing) related to conversion from exploration to exploitation | Geothermal lease not necessary | [5 empty] | 3
G.7 | Time frame for exploitation licence | Crown land tenure takes weeks to months, depending on the length of tenure requested; lease up to 30 years; not known what existing lodge has for permits. | [5 empty] | 5
H. | Community Issues | [6 empty] | 2.6667
H.1 | Indigenous Law and Indigenous Development Areas | Heiltsuk BCTC stage 4; Heiltsuk have an economic development corp. | [5 empty] | 1
H.2 | Land claims | Naxalk not in negotiation but asserts territory | [5 empty] | 1
H.3 | Community action | stand against Enbridge; agreement reached to protect great bear rainforest; protested against fish farming; Bella Coola as a food action plan; Bella Coola has a community Plan (1998) key is protection of the natural setting | [5 empty] | 3
H.4 | Surface Rights | treaty rights and crown land | [5 empty] | 3
H.5 | Visual considerations | logging | [5 empty] | 3
H.6 | Tourism | recreation destination | [5 empty] | 4
H.7 | Traditional use area: trapping, hunting, food and medicinal plants, fishing activities | hot springs used for healing purposes | [5 empty] | 3
H.8 | Traditional use area: Community sacred site, gathering place or event sites | Heiltsuk and Naxalk First Nations | [5 empty] | 3
H.9 | Traditional use area: archeology sites and other areas of significance | Heiltsuk and Naxalk First Nations | [5 empty] | 3
I. | Water rights | [6 empty] | 5
I.1 | availability for proposed development | 3 active applications for water licenses nearby. | [5 empty] | 5
I.2 | availability for drilling | yes, with a licence | [5 empty] | 5
J. | Engineering | [6 empty] | 2.6
J.1 | Development proposal and design | existing lodge at Nascall Hot Springs | [5 empty] | 3
J.2 | Construction issues | Springs are along waterways; spa/swimming facilities would be by boat/barge; existing lodge | [5 empty] | 5
J.3 | Transportation issues | long distances; water access or float plan (Cruise ships) | [5 empty] | 1
J.4 | Architectural Issues (blend/hide into environment? Local styles? Etc.) | needs to blend with natural environment | [5 empty] | 2
J.5 | Special construction issues (heat exchanger & full injection) | materials would be required to be brought in by barge | [5 empty] | 2
K. | Non electrical infrastructure (roads and habitation) | [6 empty] | 0.4
K.1 | Nearest large community > 50,000 | Prince George | [5 empty] | 1
K.2 | nearest community and size | Bella Coola (1910 in 2011) | [5 empty] | 1
K.3 | Nearest road and condition | access is by boat or float plane | [5 empty] | 0
K.4 | Current access conditions (restrictions) | limited access; remote region | [5 empty] | 0
K.5 | Terrain and distance factor for road building | very difficult - barge access for building | [5 empty] | 0
L. | Development Finance | [6 empty] | 0
L.1 | Development value (greenhouses; tourism; heating; etc.) | [6 empty] | 0
L.2 | Market price for similar commodities not using direct-use heat | [6 empty] | 0
L.3 | Green power premium for commodity? | [6 empty] | 0
L.4 | Commodity price | [6 empty] | 0
L.5 | Marketing implications | [6 empty] | 0
L.6 | Estimated size of resource | [6 empty] | 0
L.7 | Are there any green use incentives? | [6 empty] | 0
L.8 | Grants | [6 empty] | 0
L.9 | Tax holidays | [6 empty] | 0
L.10 | Tax relief | [6 empty] | 0
L.11 | Loan guarantees | [6 empty] | 0
L.12 | Royalties/Fees | [6 empty] | 0
L.13 | General idea of royalties | [6 empty] | 0
L.14 | Private land owner or government land | [6 empty] | 0
L.15 | Tax rate in the country | [6 empty] | 0
L.16 | Transmission Tariffs | [6 empty] | 0
M. | Maps | [6 empty] | 5
M.1 | Regional topographic map showing population centres, roads and other infrastructure including electrical grid and nearest substation and/or generating station. (1:500,000?) | [6 empty] | 5
M.2 | Regional map showing land tenure in area – geothermal concessions, mining concessions, private land holds, public or national lands (parks) (1:500,000?) | [6 empty] | 5
M.3 | Regional geological map (1:250 or 500,000?) | [6 empty] | 5
M.4 | Detailed geological map of the immediate area of the concessions (1:50,000 or 100,000) | [6 empty] | 5
N. | Other issues and considerations | [6 empty] | 1.3333
N.1 | Spatial concentration of potential customers | very low density of people; tourist appeal; needs marketing and plan to get people to the site. | [5 empty] | 4
N.2 | Distance to market for prospective commodities | difficult access due to water/rugged mountains | [5 empty] | 0
N.3 | Costs to potential customers to receive Direct-use benefits | very high | [5 empty] | 0
| OVERALL COMMENTS/ASSESSMENT | Local use would be challenging due to lack of population and water only access. One functioning resort, Nascall is now closed. Potential for increased tourist trade and development. The property is still for sale http://www.oceanfront4sale.net/oceanfront-4-sale/canada-nascall-hotsprings-property-in-central-coast-british-columbia

## F. Area Summary
| DRAFT EXAMPLE GEOTHERMAL DECISION MATRIX WORKSHEET | Numerical favourability index |  | Transmission Line | Finance & Regulations | Environmental | Community | Resource | Roading access & Constructability
| AREA OF INTEREST | King Island
| Nearest community name | Bella Coola | INDEX # USED | F | D+E+G+L | C | H | A+B+M | I+J+K+N
| Country/state/community | Williams Lake |  | 0.5 | 2.1905 | 2 | 2.6667 | 3.4048 | 2.3333
| Topographic map sheets (name and code) | Labouchere Channel, 093D06
| Geological map sheets (name and code) | 93D.044
King Island
A. | Resource potential | 2.7857
A.1 | General geological setting | 5
A.2 | Size/potential/type | 3
A.3 | Temperature gradient/ Heat flow data | 3
A.4 | Water & Gas chemistry | 3
A.5 | Mineral indicators and/or surface alteration | 0
A.6 | Surface thermal features (type, temperature) | 5
A.7 | Surface spring flow rates and Resource recharge | 2
A.8 | 3D permeability (heat exchange potential) | 2
A.9 | Recent magmatism | 3
A.10 | Structural setting / seismic / tectonics | 5
A.11 | Geophysics (type and interpretation if available) | 1
A.12 | Potential Resource host rocks | 3
A.13 | Potential drilling issues | 1
A.14 | Brief description of geological setting of thermal features (i.e. springs emanate from fluvial gravels; beside a river; etc.) | 3
B. | Exploration Uncertainty (Risk) | 2.4286
B.1 | Degree of identification of resources/reserves | 1
B.2 | Likelihood of covering Resource with concession | 5
B.3 | Expected authorization date | 3
B.4 | Specific timing of exploration (2 + 2 years, BC 8 years, etc.) | 3
B.5 | Degree of previous exploration (can be good or bad) | 2
B.6 | Surface Operational capacity (enough stable area for drilling and facilities planned?) | 2
B.7 | Exploration to exploitation (Difficult to easy) | 1
C. | Environmental Issues | 2
C.1 | Protected areas (type and classification) | 1
C.2 | Endangered species | 3
C.3 | Geothermal surface features | 2
C.4 | Other | 2
D. | Geothermal Area - Bidding and/or type of land holding (private/government/lease/etc.) | 2.3333
D.1 | Bidding Area | 3
D.2 | Electrical generation potential? Competition or collaboration possible from Companies present | 1
D.3 | Other claim rights(Mining and/or Oil) | 3
E. | Market | 3
E.1 | Potential commodities for direct use applications | 0
E.2 | Political stability and community relationship to development | 2.75
E.3 | Time Limits? (Business agreements, Operating/generating-by deadlines?) | 3
E.4 | Renewal energy "green value" for potential development | 5
F. | Transmission Line Infrastructure | 0.5
F.1 | State of the Infrastructure | 1
F.2 | Transmission route (distance, terrain and costs) | 1
F.3 | Wheeling power | 0
F.4 | Transmission providers | 0
G. | Laws governing direct-use renewable energy sources | 3.4286
G.1 | General Criteria of the Geothermal Law | 3
G.2 | General Criteria of the water resources law | 3
G.3 | Direct sales possible | 3
G.4 | Carbon credits | 4
G.5 | Lease time and ability to renew or extend exploration licence | 3
G.6 | Issues (and timing) related to conversion from exploration to exploitation | 3
G.7 | Time frame for exploitation licence | 5
H. | Community Issues | 2.6667
H.1 | Indigenous Law and Indigenous Development Areas | 1
H.2 | Land claims | 1
H.3 | Community action | 3
H.4 | Surface Rights | 3
H.5 | Visual considerations | 3
H.6 | Tourism | 4
H.7 | Traditional use area: trapping, hunting, food and medicinal plants, fishing activities | 3
H.8 | Traditional use area: Community sacred site, gathering place or event sites | 3
H.9 | Traditional use area: archeology sites and other areas of significance | 3
I. | Water rights | 5
I.1 | availability for proposed development | 5
I.2 | availability for drilling | 5
J. | Engineering | 2.6
J.1 | Development proposal and design | 3
J.2 | Construction issues | 5
J.0 | Transportation issues | 1
J.4 | Architectural Issues (blend/hide into environment? Local styles? Etc.) | 2
J.5 | Special construction issues (heat exchanger & full injection) | 2
K. | Non electrical infrastructure (roads and habitation) | 0.4
K.1 | Nearest large community > 50,000 | 1
K.2 | nearest community and size | 1
K.0 | Nearest road and condition | 0
K.4 | Current access conditions (restrictions) | 0
K.5 | Terrain and distance factor for road building | 0
L. | Development Finance | 0
L.1 | Development value (greenhouses; tourism; heating; etc.) | 0
L.2 | Market price for similar commodities not using direct-use heat | 0
L.3 | Green power premium for commodity? | 0
L.4 | Commodity price | 0
L.5 | Marketing implications | 0
L.6 | Estimated size of resource | 0
L.7 | Are there any green use incentives? | 0
L.8 | Grants | 0
L.9 | Tax holidays | 0
L.10 | Tax relief | 0
L.11 | Loan guarantees | 0
L.12 | Royalties/Fees | 0
L.13 | General idea of royalties | 0
L.14 | Private land owner or government land | 0
L.15 | Tax rate in the country | 0
L.16 | Transmission Tariffs | 0
M. | Maps | 5
M.1 | Regional topographic map showing population centres, roads and other infrastructure including electrical grid and nearest substation and/or generating station. (1:500,000?) | 5
M.2 | Regional map showing land tenure in area – geothermal concessions, mining concessions, private land holds, public or national lands (parks) (1:500,000?) | 5
M.3 | Regional geological map (1:250 or 500,000?) | 5
M.4 | Detailed geological map of the immediate area of the concessions (1:50,000 or 100,000) | 5
N. | Other issues and considerations | 1.3333
N.1 |  | 4
N.2 |  | 0
N.3 |  | 0

## G. Kootenay
Column1 | Column2 | Column3 | Column4 | Column5 | Column6 | Column7 | Column8 | Column52
| GEOTHERMAL DECISION MATRIX WORKSHEET | Comments | Favourable | Unfavourable | Potential time commitment to resolve (days; months; years) | Cost (High, Med, Low) | ADDITIONAL NOTES OR COMMENTS | Numerical favourability index
| AREA OF INTEREST: | Kootenay
| Nearest community name: | Ainsworth Hot Springs
| Nearest large community: | Kelowna
| Topographic map sheets (name and code) : | Crawford Bay, 082F10
| Geological map sheets (name and code) | 82F.076
Kootenay
A. | Resource potential | [6 empty] | 3.9286
A.1 | General geological setting | well known | [5 empty] | 5
A.2 | Size/potential/type | not defined, estimated 2 - 10 km3 using assumptions, depth to resource >500 m | [5 empty] | 5
A.3 | Temperature gradient/ Heat flow data | 34C/km along Purcell Trench | [5 empty] | 5
A.4 | Water & Gas chemistry | Geothermometry indicate source temps up to 160C. Ainsworth alkalinity 1050 mg/L, Cl 45 mg/L; Riondel supersaturated with CO2, Dewar HCO3 149 mg/L, Mg 0.3 mg/L, Cl 54 mg/L. | [5 empty] | 4
A.5 | Mineral indicators and/or surface alteration | limited | [5 empty] | 1
A.6 | Surface thermal features (type, temperature) | Ainsworth springs nearby (48C). Also in the area: Riondel (48C), Dewar Creek (83C), Crawford Creek (30-32C) hot springs. | [5 empty] | 5
A.7 | Surface spring flow rates and Resource recharge | Ainsworth 7L/s, Riondel potential up to 150 L/s, Dewar Creek, Crawford Creek, unknown. | [5 empty] | 4
A.8 | 3D permeability (heat exchange potential) | [6 empty] | 5
A.9 | Recent magmatism | [6 empty] | 0
A.10 | Structural setting / seismic / tectonics | Lots of evidence of fracturing/faulting | [5 empty] | 5
A.11 | Geophysics (type and interpretation if available) | no information? | [5 empty] | 3
A.12 | Potential Resource host rocks | Likely from fractured/faulted granitic/metamorphic rocks. | [5 empty] | 5
A.13 | Potential drilling issues | Riondel: Scale buildup and high CO2 content | [5 empty] | 3
A.14 | Brief description of geological setting of thermal features (i.e. springs emanate from fluvial gravels; beside a river; etc.) | deep circulation of fluids rising to the surface through fault systems | [5 empty] | 5
B. | Exploration Uncertainty (Risk) | [6 empty] | 2.5714
B.1 | Degree of identification of resources/reserves | Largely based on info from Riondel mine. Ainsworth hot springs confirm resource potential | [5 empty] | 3
B.2 | Likelihood of covering Resource with concession | Ainsworth is commercial spa. Mineral tracts along west Kootenay Lake. Dewar Creek within Purcell Wilderness Conservancy Provincial Park. Riondel possible. Crawford Creek mineral title tracts surround on 3 sides. | [5 empty] | 3
B.3 | Expected authorization date | No geothermal tracts nearby. Permission to use Crown land is obtained by application under the Land Act (LA); target would be lower temperature < 80°C resource. | [5 empty] | 0
B.4 | Specific timing of exploration (2 + 2 years, BC 8 years, etc.) | as soon as permits can be put in place, 5-7 yr. | [5 empty] | 3
B.5 | Degree of previous exploration (can be good or bad) | Geoscientific information exists. Geothermometry studies exist. Some temperature gradient knowledge but further definition required. | [5 empty] | 3
B.6 | Surface Operational capacity (enough stable area for drilling and facilities planned?) | enough area needed appears sufficient. | [5 empty] | 5
B.7 | Exploration to exploitation (Difficult to easy) | potential for water-use issues with mine leases/conservancy areas/hot-spring resort nearby. | [5 empty] | 1
C. | Environmental Issues | [6 empty] | 2
C.1 | Protected areas (type and classification) | Kokanee Lake Provincial Park <500 m from potential proposed transmission line. Cody Caves Provincial park <5 km away. | [5 empty] | 1
C.2 | Endangered species | Blunt-sepaled starwort occurrence 5 km away; White Sturgeon <5 km, Westslope Cutthroat Trout. | [5 empty] | 2
C.3 | Geothermal surface features | Ainsworth hot springs resort nearby, Riondel hot springs ~7 km away. | [5 empty] | 3
C.4 | Other | fish bearing stream nearby | [5 empty] | 2
D. | Geothermal Area - Bidding and/or type of land holding (private/gov/lease/etc.) | [6 empty] | 3
D.1 | Bidding Area | No geothermal tracts nearby. Permission to use Crown land is obtained by application under the Land Act (LA); target would be lower temperature < 80°C resource. | [5 empty] | 3
D.2 | Electrical generation potential? Competition or collaboration possible from Companies present | Ainsworth could be collaborative/competitive. See KWL report for electrical generation potential. | [5 empty] | 3
D.3 | Other claim rights(Mining and/or Oil) | existing mineral, coal titles at resource area and within 30 km radius. | [5 empty] | 3
E. | Market | [6 empty] | 3.25
E.1 | Potential commodities for direct use applications | Limited nearby populations: closest communities Balfour, Kaslo BC (<1000 pop). Greenhouses, mushroom drying forest products. | [5 empty] | 2
E.2 | Political stability and community relationship to development | Ainsworth resort area already exists, so open to direct-use applications but may be competitive rather than collaborative. | [5 empty] | 3
E.3 | Time Limits? (Business agreements, Operating/generating-by deadlines?) | none known | [5 empty] | 3
E.4 | Renewable energy "green value" for potential development | Nearby communities favorable to green development. | [5 empty] | 5
F. | Transmission Line Infrastructure | [6 empty] | 2.5
F.1 | State of the Infrastructure | closest substation 63 kV, 7 km away, existing roads. | [5 empty] | 5
F.2 | Transmission route (distance, terrain and costs) | approx. 7 km transmission/piping required to closest substation along established powerline corridor. | [5 empty] | 5
F.3 | Wheeling power | n/a | [5 empty] | 0
F.4 | Transmission providers | n/a | [5 empty] | 0
G. | Laws governing direct-use renewable energy sources | [6 empty] | 3.4286
G.1 | General Criteria of the Geothermal Law | important aspect is the temperature criteria; under 80 C Crown Land Tenure; above geothermal law. | [5 empty] | 3
G.2 | General Criteria of the water resources law | need a water use licence | [5 empty] | 3
G.3 | Direct sales possible | yes, with a licence | [5 empty] | 3
G.4 | Carbon credits | BC Carbon Registry (new, in place 2016), Carbon Tax | [5 empty] | 4
G.5 | Lease time and ability to renew or extend exploration licence | could be done under geothermal/Land Act tenure. | [5 empty] | 3
G.6 | Issues (and timing) related to conversion from exploration to exploitation | If done under a geothermal lease specific work program is required. | [5 empty] | 3
G.7 | Time frame for exploitation licence | Crown land tenure takes weeks to months, depending on the length of tenure requested; lease up to 30 years | [5 empty] | 5
H. | Community Issues | [6 empty] | 2.7778
H.1 | Indigenous Law and Indigenous Development Areas | BC Treaty stage 4 and non-treaty First Nations | [5 empty] | 1
H.2 | Land claims | Ktunaxa Nation Council, Okanagan Nation Alliance, Secwepemc Nation | [5 empty] | 1
H.3 | Community action | Lower Kootenay Band purchasing Ainsworth hot spring near Kaslo, BC. | [5 empty] | 3
H.4 | Surface Rights | treaty and crown land | [5 empty] | 3
H.5 | Visual considerations | hydro-electric, logging areas nearby. | [5 empty] | 4
H.6 | Tourism | Existing extensive outdoor recreation tourism industry including camping, hiking, skiing, hot springs. | [5 empty] | 4
H.7 | Traditional use area: trapping, hunting, food and medicinal plants, fishing activities | Ktunaxa Nation Council, Okanagan Nation Alliance, Secwepemc Nation | [5 empty] | 3
H.8 | Traditional use area: Community sacred site, gathering place or event sites | Ktunaxa Nation Council, Okanagan Nation Alliance, Secwepemc Nation | [5 empty] | 3
H.9 | Traditional use area: archeology sites and other areas of significance | Ktunaxa Nation Council, Okanagan Nation Alliance, Secwepemc Nation | [5 empty] | 3
I. | Water rights | [6 empty] | 4
I.1 | availability for proposed development | 70 water licences within 5 km of potential resource area (domestic and mineral trading). | [5 empty] | 3
I.2 | availability for drilling | yes, with a licence | [5 empty] | 5
J. | Engineering | [6 empty] | 2.8
J.1 | Development proposal and design | no planning underway | [5 empty] | 0
J.2 | Construction issues | moderately sloped terrain | [5 empty] | 3
J.3 | Transportation issues | Existing paved road <1 km from potential resource area. | [5 empty] | 5
J.4 | Architectural Issues (blend/hide into environment? Local styles? Etc.) | none known | [5 empty] | 3
J.5 | Special construction issues (heat exchanger & full injection) | none known | [5 empty] | 3
K. | Non electrical infrastructure (roads and habitation) | [6 empty] | 4.4
K.1 | Nearest large community > 50,000 | Kelowna | [5 empty] | 4
K.2 | nearest community and size | Ainsworth, Balfour, Kaslo (all <1000 pop) | [5 empty] | 3
K.3 | Nearest road and condition | paved road | [5 empty] | 5
K.4 | Current access conditions (restrictions) | paved roads, small towns nearby for staff | [5 empty] | 5
K.5 | Terrain and distance factor for road building | no requirements for new roads | [5 empty] | 5
L. | Development Finance | [6 empty] | 0
L.1 | Development value (greenhouses; tourism; heating; etc.) | [6 empty] | 0
L.2 | Market price for similar commodities not using direct-use heat | [6 empty] | 0
L.3 | Green power premium for commodity? | [6 empty] | 0
L.4 | Commodity price | [6 empty] | 0
L.5 | Marketing implications | [6 empty] | 0
L.6 | Estimated size of resource | [6 empty] | 0
L.7 | Are there any green use incentives? | [6 empty] | 0
L.8 | Grants | [6 empty] | 0
L.9 | Tax holidays | [6 empty] | 0
L.10 | Tax relief | [6 empty] | 0
L.11 | Loan guarantees | [6 empty] | 0
L.12 | Royalties/Fees | [6 empty] | 0
L.13 | General idea of royalties | [6 empty] | 0
L.14 | Private land owner or government land | [6 empty] | 0
L.15 | Tax rate in the country | [6 empty] | 0
L.16 | Transmission Tariffs | [6 empty] | 0
M. | Maps | [6 empty] | 5
M.1 | Regional topographic map showing population centres, roads and other infrastructure including electrical grid and nearest substation and/or generating station. (1:500,000?) | [6 empty] | 5
M.2 | Regional map showing land tenure in area – geothermal concessions, mining concessions, private land holds, public or national lands (parks) (1:500,000?) | [6 empty] | 5
M.3 | Regional geological map (1:250 or 500,000?) | [6 empty] | 5
M.4 | Detailed geological map of the immediate area of the concessions (1:50,000 or 100,000) | [6 empty] | 5
N. | Other issues and considerations | [6 empty] | 2.6667
N.1 | Spatial concentration of potential customers | Ainsworth, Balfour, Kaslo (all <1000 pop). Resort townsite nearby may indicate openness for more development or collaboration opportunities for direct use. | [5 empty] | 4
N.2 | Distance to market for prospective commodities | Kelowna | [5 empty] | 3
N.3 | Costs to potential customers to receive Direct-use benefits | moderate; limited local population | [5 empty] | 1
| OVERALL COMMENTS/ASSESSMENT | Ainsworth townsite may be open to collaboration of another development, or additional direct-use applications.

## G. Area Summary
| DRAFT EXAMPLE GEOTHERMAL DECISION MATRIX WORKSHEET | Numerical favourability index |  | Transmission Line | Finance & Regulations | Environmental | Community | Resource | Roading access & Constructability
| AREA OF INTEREST | Kootenay
| Nearest community name | Ainsworth Hot Springs | INDEX # USED | F | D+E+G+L | C | H | A+B+M | I+J+K+N
| Country/state/community | Kelowna |  | 2.5 | 2.4196 | 2 | 2.7778 | 3.8333 | 3.4667
| Topographic map sheets (name and code) | Crawford Bay, 082F10
| Geological map sheets (name and code) | 82F.076
Kootenay
A. | Resource potential | 3.9286
A.1 | General geological setting | 5
A.2 | Size/potential/type | 5
A.3 | Temperature gradient/ Heat flow data | 5
A.4 | Water & Gas chemistry | 4
A.5 | Mineral indicators and/or surface alteration | 1
A.6 | Surface thermal features (type, temperature) | 5
A.7 | Surface spring flow rates and Resource recharge | 4
A.8 | 3D permeability (heat exchange potential) | 5
A.9 | Recent magmatism | 0
A.10 | Structural setting / seismic / tectonics | 5
A.11 | Geophysics (type and interpretation if available) | 3
A.12 | Potential Resource host rocks | 5
A.13 | Potential drilling issues | 3
A.14 | Brief description of geological setting of thermal features (i.e. springs emanate from fluvial gravels; beside a river; etc.) | 5
B. | Exploration Uncertainty (Risk) | 2.5714
B.1 | Degree of identification of resources/reserves | 3
B.2 | Likelihood of covering Resource with concession | 3
B.3 | Expected authorization date | 0
B.4 | Specific timing of exploration (2 + 2 years, BC 8 years, etc.) | 3
B.5 | Degree of previous exploration (can be good or bad) | 3
B.6 | Surface Operational capacity (enough stable area for drilling and facilities planned?) | 5
B.7 | Exploration to exploitation (Difficult to easy) | 1
C. | Environmental Issues | 2
C.1 | Protected areas (type and classification) | 1
C.2 | Endangered species | 2
C.3 | Geothermal surface features | 3
C.4 | Other | 2
D. | Geothermal Area - Bidding and/or type of land holding (private/government/lease/etc.) | 3
D.1 | Bidding Area | 3
D.2 | Electrical generation potential? Competition or collaboration possible from Companies present | 3
D.3 | Other claim rights(Mining and/or Oil) | 3
E. | Market | 3.25
E.1 | Potential commodities for direct use applications | 2
E.2 | Political stability and community relationship to development | 3
E.3 | Time Limits? (Business agreements, Operating/generating-by deadlines?) | 3
E.4 | Renewal energy "green value" for potential development | 5
F. | Transmission Line Infrastructure | 2.5
F.1 | State of the Infrastructure | 5
F.2 | Transmission route (distance, terrain and costs) | 5
F.3 | Wheeling power | 0
F.4 | Transmission providers | 0
G. | Laws governing direct-use renewable energy sources | 3.4286
G.1 | General Criteria of the Geothermal Law | 3
G.2 | General Criteria of the water resources law | 3
G.3 | Direct sales possible | 3
G.4 | Carbon credits | 4
G.5 | Lease time and ability to renew or extend exploration licence | 3
G.6 | Issues (and timing) related to conversion from exploration to exploitation | 3
G.7 | Time frame for exploitation licence | 5
H. | Community Issues | 2.7778
H.1 | Indigenous Law and Indigenous Development Areas | 1
H.2 | Land claims | 1
H.3 | Community action | 3
H.4 | Surface Rights | 3
H.5 | Visual considerations | 4
H.6 | Tourism | 4
H.7 | Traditional use area: trapping, hunting, food and medicinal plants, fishing activities | 3
H.8 | Traditional use area: Community sacred site, gathering place or event sites | 3
H.9 | Traditional use area: archeology sites and other areas of significance | 3
I. | Water rights | 4
I.1 | availability for proposed development | 3
I.2 | availability for drilling | 5
J. | Engineering | 2.8
J.1 | Development proposal and design | 0
J.2 | Construction issues | 3
J.0 | Transportation issues | 5
J.4 | Architectural Issues (blend/hide into environment? Local styles? Etc.) | 3
J.5 | Special construction issues (heat exchanger & full injection) | 3
K. | Non electrical infrastructure (roads and habitation) | 4.4
K.1 | Nearest large community > 50,000 | 4
K.2 | nearest community and size | 3
K.0 | Nearest road and condition | 5
K.4 | Current access conditions (restrictions) | 5
K.5 | Terrain and distance factor for road building | 5
L. | Development Finance | 0
L.1 | Development value (greenhouses; tourism; heating; etc.) | 0
L.2 | Market price for similar commodities not using direct-use heat | 0
L.3 | Green power premium for commodity? | 0
L.4 | Commodity price | 0
L.5 | Marketing implications | 0
L.6 | Estimated size of resource | 0
L.7 | Are there any green use incentives? | 0
L.8 | Grants | 0
L.9 | Tax holidays | 0
L.10 | Tax relief | 0
L.11 | Loan guarantees | 0
L.12 | Royalties/Fees | 0
L.13 | General idea of royalties | 0
L.14 | Private land owner or government land | 0
L.15 | Tax rate in the country | 0
L.16 | Transmission Tariffs | 0
M. | Maps | 5
M.1 | Regional topographic map showing population centres, roads and other infrastructure including electrical grid and nearest substation and/or generating station. (1:500,000?) | 5
M.2 | Regional map showing land tenure in area – geothermal concessions, mining concessions, private land holds, public or national lands (parks) (1:500,000?) | 5
M.3 | Regional geological map (1:250 or 500,000?) | 5
M.4 | Detailed geological map of the immediate area of the concessions (1:50,000 or 100,000) | 5
N. | Other issues and considerations | 2.6667
N.1 |  | 4
N.2 |  | 3
N.3 |  | 1

## H. Lakelse Lake
Column1 | Column2 | Column3 | Column4 | Column5 | Column6 | Column7 | Column8 | Column52
| GEOTHERMAL DECISION MATRIX WORKSHEET | Comments | Favourable | Unfavourable | Potential time commitment to resolve (days; months; years) | Cost (High, Med, Low) | ADDITIONAL NOTES OR COMMENTS | Numerical favourability index
| AREA OF INTEREST: | Lakelse Lake
| Nearest community name: | Terrace
| Nearest large community: | Prince George
| Topographic map sheets (name and code) : | Lakelse Lake, 103I07
| Geological map sheets (name and code) | 103I.038
Lakelse Lake
A. | Resource potential | [6 empty] | 4.2857
A.1 | General geological setting | likely a graben structure in the coast plutonic complex | [5 empty] | 5
A.2 | Size/potential/type | large capacity; 457 liters/minute (MEM 2015) | [5 empty] | 5
A.3 | Temperature gradient/ Heat flow data | Nine springs with a average T of 85 C; wells for pool facilities | [5 empty] | 5
A.4 | Water & Gas chemistry | yes; geochemistry suggests 85°C | [5 empty] | 5
A.5 | Mineral indicators and/or surface alteration | Surface manifestations, but little alteration | [5 empty] | 3
A.6 | Surface thermal features (type, temperature) | Nine springs with a average T of 85 C; wells for pool facilities | [5 empty] | 5
A.7 | Surface spring flow rates and Resource recharge | Flow rates up to 457 liters/minute | [5 empty] | 5
A.8 | 3D permeability (heat exchange potential) | little is known; likely fracture permeability | [5 empty] | 3
A.9 | Recent magmatism | shallow pluton; young volcanism to the North. | [5 empty] | 3
A.10 | Structural setting / seismic / tectonics | graben structure; faulting | [5 empty] | 5
A.11 | Geophysics (type and interpretation if available) | regional gravity; EM conducted in 1984 | [5 empty] | 5
A.12 | Potential Resource host rocks | Coast plutonic complex | [5 empty] | 3
A.13 | Potential drilling issues | private land | [5 empty] | 3
A.14 | Brief description of geological setting of thermal features (i.e. springs emanate from fluvial gravels; beside a river; etc.) | major, crustal structure/lineament | [5 empty] | 5
B. | Exploration Uncertainty (Risk) | [6 empty] | 3.1429
B.1 | Degree of identification of resources/reserves | work underway by Borealis; assume they will define a reservoir and drilling targets. | [5 empty] | 4
B.2 | Likelihood of covering Resource with concession | main springs are on private land; provincial parks and protected areas nearby. | [5 empty] | 2
B.3 | Expected authorization date | Lease acquired 2014 - have 7 years to carry out work (yearly fee payment required or work); web site give 2017 as year of construction of power plant; no 2015 update | [5 empty] | 3
B.4 | Specific timing of exploration (7 years) | Work underway by Borealis; no 2015 update. http://borealisgeopower.com/projects/lakelse-geothermal-kitselas-borealis-geopower/ | [5 empty] | 3
B.5 | Degree of previous exploration (can be good or bad) | private land has a resort complex currently closed | [5 empty] | 3
B.6 | Surface Operational capacity (enough stable area for drilling and facilities planned?) | Enough area, may need to purchase private land. | [5 empty] | 4
B.7 | Exploration to exploitation (Difficult to easy) | heavily treed area with private land | [5 empty] | 3
C. | Environmental Issues | [6 empty] | 2.5
C.1 | Protected areas (type and classification) | Lakelse Provincial Park and private land | [5 empty] | 2
C.2 | Endangered species | Bog Rush and White Adder's-mouth orchid | [5 empty] | 3
C.3 | Geothermal surface features | springs used by locals; main springs are part of a closed resort. | [5 empty] | 3
C.4 | Other | Resort is in a very run down state, significant modifications and upgrades would be needed to have it function. 12 Fish bearing streams on route of proposed transmission/piping line. | [5 empty] | 2
D. | Geothermal Area - Bidding and/or type of land holding (private/gov/lease/etc.) | [6 empty] | 2.6667
D.1 | Bidding Area | current geothermal lease; no mention of direct use on webpage, but local First Nations have identified the potential. Permission to use Crown land is obtained by application under the Land Act (LA); target would be lower temperature < 80°C resource. | [5 empty] | 3
D.2 | Electrical generation potential? Competition or collaboration possible from Companies present | yes; lease held by Borealis Geothermal; likely will be payout | [5 empty] | 3
D.3 | Other claim rights(Mining and/or Oil) | none known; private land | [5 empty] | 2
E. | Market | [6 empty] | 3.75
E.1 | Potential commodities for direct use applications | fish, fish products, forestry, greenhouses; existing hot spring resort now closed. | [5 empty] | 4
E.2 | Political stability and community relationship to development | good working relationship between most tribes and developers; agreements have been reached. | [5 empty] | 3
E.3 | Time Limits? (Business agreements, Operating/generating-by deadlines?) | none known | [5 empty] | 3
E.4 | Renewable energy "green value" for potential development | Terrace is open to green developments and has GHGE targets | [5 empty] | 5
F. | Transmission Line Infrastructure | [6 empty] | 1
F.1 | State of the Infrastructure | existing 287 kV line but connection is 20 km away via existing transmission corridor; good paved road to area | [5 empty] | 2
F.2 | Transmission route (distance, terrain and costs) | probably sufficient for small industrial applications from existing infrastructure. | [5 empty] | 2
F.3 | Wheeling power | n/a | [5 empty] | 0
F.4 | Transmission providers | n/a | [5 empty] | 0
G. | Laws governing direct-use renewable energy sources | [6 empty] | 3.4286
G.1 | General Criteria of the Geothermal Law | important aspect is the temperature criteria; under 80 C Crown Land Tenure; above geothermal law; existing commercial structure | [5 empty] | 3
G.2 | General Criteria of the water resources law | need a water use licence | [5 empty] | 3
G.3 | Direct sales possible | yes, with a licence | [5 empty] | 3
G.4 | Carbon credits | BC Carbon Registry (new, in place 2016), Carbon Tax | [5 empty] | 4
G.5 | Lease time and ability to renew or extend exploration licence | existing lease held by Borealis (January 21, 2014) | [5 empty] | 3
G.6 | Issues (and timing) related to conversion from exploration to exploitation | Geothermal lease not necessary; would need to negotiate with lease holder | [5 empty] | 3
G.7 | Time frame for exploitation licence | Crown land tenure takes weeks to months, depending on the length of tenure requested; lease up to 30 years; not known what existing lodge has for permits. | [5 empty] | 5
H. | Community Issues | [6 empty] | 2.5556
H.1 | Indigenous Law and Indigenous Development Areas | Kitselas; Kisumkalum; Lax Kw'alaams; Tsimshian are in negotiation stages 2 to 4. | [5 empty] | 1
H.2 | Land claims | various stages of negotiations | [5 empty] | 1
H.3 | Community action | Kitselas signed agreement with Borealis; Sustainable development is a stated objective; The City of Terrace has set the following GHG reduction targets: 5% below 2007 levels by 2015 11% below 2007 levels by 2020 80% below 2007 levels by 2050 | [5 empty] | 5
H.4 | Surface Rights | land claims; private land; crown land | [5 empty] | 1
H.5 | Visual considerations | valley, logging, other industrial activity | [5 empty] | 3
H.6 | Tourism | yes | [5 empty] | 3
H.7 | Traditional use area: trapping, hunting, food and medicinal plants, fishing activities | Kitselas; Kisumkalum; Lax Kw'alaams; Metlakatla; Terrace; check out websites | [5 empty] | 3
H.8 | Traditional use area: Community sacred site, gathering place or event sites | as above | [5 empty] | 3
H.9 | Traditional use area: archeology sites and other areas of significance | as above | [5 empty] | 3
I. | Water rights | [6 empty] | 5
I.1 | availability for proposed development | No nearby water licenses. More than 50 water licenses on east side of Lakelse Lake for domestic purpose. | [5 empty] | 5
I.2 | availability for drilling | yes, with a licence | [5 empty] | 5
J. | Engineering | [6 empty] | 3
J.1 | Development proposal and design | Borealis is working on electrical generation project, no mention of direct use applications http://borealisgeopower.com/projects/lakelse-geothermal-kitselas-borealis-geopower/ | [5 empty] | 3
J.2 | Construction issues | none reported | [5 empty] | 3
J.3 | Transportation issues | none reported | [5 empty] | 3
J.4 | Architectural Issues (blend/hide into environment? Local styles? Etc.) | none reported | [5 empty] | 3
J.5 | Special construction issues (heat exchanger & full injection) | none reported | [5 empty] | 3
K. | Non electrical infrastructure (roads and habitation) | [6 empty] | 5
K.1 | Nearest large community > 50,000 | Prince George | [5 empty] | 5
K.2 | nearest community and size | Terrace (11,230 in 2015) | [5 empty] | 5
K.3 | Nearest road and condition | paved highway to Kitimat and transportation hub between Prince Rupert and Prince George. | [5 empty] | 5
K.4 | Current access conditions (restrictions) | springs are on private land | [5 empty] | 5
K.5 | Terrain and distance factor for road building | relatively easy terrain. | [5 empty] | 5
L. | Development Finance | [6 empty] | 0
L.1 | Development value (greenhouses; tourism; heating; etc.) | [6 empty] | 0
L.2 | Market price for similar commodities not using direct-use heat | [6 empty] | 0
L.3 | Green power premium for commodity? | [6 empty] | 0
L.4 | Commodity price | [6 empty] | 0
L.5 | Marketing implications | [6 empty] | 0
L.6 | Estimated size of resource | [6 empty] | 0
L.7 | Are there any green use incentives? | [6 empty] | 0
L.8 | Grants | [6 empty] | 0
L.9 | Tax holidays | [6 empty] | 0
L.10 | Tax relief | [6 empty] | 0
L.11 | Loan guarantees | [6 empty] | 0
L.12 | Royalties/Fees | [6 empty] | 0
L.13 | General idea of royalties | [6 empty] | 0
L.14 | Private land owner or government land | [6 empty] | 0
L.15 | Tax rate in the country | [6 empty] | 0
L.16 | Transmission Tariffs | [6 empty] | 0
M. | Maps | [6 empty] | 5
M.1 | Regional topographic map showing population centres, roads and other infrastructure including electrical grid and nearest substation and/or generating station. (1:500,000?) | [6 empty] | 5
M.2 | Regional map showing land tenure in area – geothermal concessions, mining concessions, private land holds, public or national lands (parks) (1:500,000?) | [6 empty] | 5
M.3 | Regional geological map (1:250 or 500,000?) | [6 empty] | 5
M.4 | Detailed geological map of the immediate area of the concessions (1:50,000 or 100,000) | [6 empty] | 5
N. | Other issues and considerations | [6 empty] | 5
N.1 | Spatial concentration of potential customers | Terrace has a significant eco-tourist trade | [5 empty] | 5
N.2 | Distance to market for prospective commodities | close by rail; Kitimat and Prince Rupert major deep water ports | [5 empty] | 5
N.3 | Costs to potential customers to receive Direct-use benefits | population of greater Terrace is around 19,000 | [5 empty] | 5
| OVERALL COMMENTS/ASSESSMENT | Electrical generation project underway; could enter into discussions as to other uses for the warm water. Borealis has discussed direct-use application with Valemount in their project there.

## H. Area Summary
| DRAFT EXAMPLE GEOTHERMAL DECISION MATRIX WORKSHEET | Numerical favourability index |  | Transmission Line | Finance & Regulations | Environmental | Community | Resource | Roading access & Constructability
| AREA OF INTEREST | Lakelse Lake
| Nearest community name | Terrace | INDEX # USED | F | D+E+G+L | C | H | A+B+M | I+J+K+N
| Country/state/community | Prince George |  | 1 | 2.0238 | 2.5 | 2.5556 | 4.1429 | 4.5
| Topographic map sheets (name and code) | Lakelse Lake, 103I07
| Geological map sheets (name and code) | 103I.038
Lakelse Lake
A. | Resource potential | 4.2857
A.1 | General geological setting | 5
A.2 | Size/potential/type | 5
A.3 | Temperature gradient/ Heat flow data | 5
A.4 | Water & Gas chemistry | 5
A.5 | Mineral indicators and/or surface alteration | 3
A.6 | Surface thermal features (type, temperature) | 5
A.7 | Surface spring flow rates and Resource recharge | 5
A.8 | 3D permeability (heat exchange potential) | 3
A.9 | Recent magmatism | 3
A.10 | Structural setting / seismic / tectonics | 5
A.11 | Geophysics (type and interpretation if available) | 5
A.12 | Potential Resource host rocks | 3
A.13 | Potential drilling issues | 3
A.14 | Brief description of geological setting of thermal features (i.e. springs emanate from fluvial gravels; beside a river; etc.) | 5
B. | Exploration Uncertainty (Risk) | 3.1429
B.1 | Degree of identification of resources/reserves | 4
B.2 | Likelihood of covering Resource with concession | 2
B.3 | Expected authorization date | 3
B.4 | Specific timing of exploration (2 + 2 years, BC 8 years, etc.) | 3
B.5 | Degree of previous exploration (can be good or bad) | 3
B.6 | Surface Operational capacity (enough stable area for drilling and facilities planned?) | 4
B.7 | Exploration to exploitation (Difficult to easy) | 3
C. | Environmental Issues | 2.5
C.1 | Protected areas (type and classification) | 2
C.2 | Endangered species | 3
C.3 | Geothermal surface features | 3
C.4 | Other | 2
D. | Geothermal Area - Bidding and/or type of land holding (private/government/lease/etc.) | 2.6667
D.1 | Bidding Area | 3
D.2 | Electrical generation potential? Competition or collaboration possible from Companies present | 3
D.3 | Other claim rights(Mining and/or Oil) | 2
E. | Market | 2
E.1 | Potential commodities for direct use applications | 0
E.2 | Political stability and community relationship to development | 3.75
E.3 | Time Limits? (Business agreements, Operating/generating-by deadlines?) | 4
E.4 | Renewal energy "green value" for potential development | 3
F. | Transmission Line Infrastructure | 1
F.1 | State of the Infrastructure | 2
F.2 | Transmission route (distance, terrain and costs) | 2
F.3 | Wheeling power | 0
F.4 | Transmission providers | 0
G. | Laws governing direct-use renewable energy sources | 3.4286
G.1 | General Criteria of the Geothermal Law | 3
G.2 | General Criteria of the water resources law | 3
G.3 | Direct sales possible | 3
G.4 | Carbon credits | 4
G.5 | Lease time and ability to renew or extend exploration licence | 3
G.6 | Issues (and timing) related to conversion from exploration to exploitation | 3
G.7 | Time frame for exploitation licence | 5
H. | Community Issues | 2.5556
H.1 | Indigenous Law and Indigenous Development Areas | 1
H.2 | Land claims | 1
H.3 | Community action | 5
H.4 | Surface Rights | 1
H.5 | Visual considerations | 3
H.6 | Tourism | 3
H.7 | Traditional use area: trapping, hunting, food and medicinal plants, fishing activities | 3
H.8 | Traditional use area: Community sacred site, gathering place or event sites | 3
H.9 | Traditional use area: archeology sites and other areas of significance | 3
I. | Water rights | 5
I.1 | availability for proposed development | 5
I.2 | availability for drilling | 5
J. | Engineering | 3
J.1 | Development proposal and design | 3
J.2 | Construction issues | 3
J.0 | Transportation issues | 3
J.4 | Architectural Issues (blend/hide into environment? Local styles? Etc.) | 3
J.5 | Special construction issues (heat exchanger & full injection) | 3
K. | Non electrical infrastructure (roads and habitation) | 5
K.1 | Nearest large community > 50,000 | 5
K.2 | nearest community and size | 5
K.0 | Nearest road and condition | 5
K.4 | Current access conditions (restrictions) | 5
K.5 | Terrain and distance factor for road building | 5
L. | Development Finance | 0
L.1 | Development value (greenhouses; tourism; heating; etc.) | 0
L.2 | Market price for similar commodities not using direct-use heat | 0
L.3 | Green power premium for commodity? | 0
L.4 | Commodity price | 0
L.5 | Marketing implications | 0
L.6 | Estimated size of resource | 0
L.7 | Are there any green use incentives? | 0
L.8 | Grants | 0
L.9 | Tax holidays | 0
L.10 | Tax relief | 0
L.11 | Loan guarantees | 0
L.12 | Royalties/Fees | 0
L.13 | General idea of royalties | 0
L.14 | Private land owner or government land | 0
L.15 | Tax rate in the country | 0
L.16 | Transmission Tariffs | 0
M. | Maps | 5
M.1 | Regional topographic map showing population centres, roads and other infrastructure including electrical grid and nearest substation and/or generating station. (1:500,000?) | 5
M.2 | Regional map showing land tenure in area – geothermal concessions, mining concessions, private land holds, public or national lands (parks) (1:500,000?) | 5
M.3 | Regional geological map (1:250 or 500,000?) | 5
M.4 | Detailed geological map of the immediate area of the concessions (1:50,000 or 100,000) | 5
N. | Other issues and considerations | 5
N.1 |  | 5
N.2 |  | 5
N.3 |  | 5

## I. Lower Arrow
Column1 | Column2 | Column3 | Column4 | Column5 | Column6 | Column7 | Column8 | Column52
| GEOTHERMAL DECISION MATRIX WORKSHEET | Comments | Favourable | Unfavourable | Potential time commitment to resolve (days; months; years) | Cost (High, Med, Low) | ADDITIONAL NOTES OR COMMENTS | Numerical favourability index
| AREA OF INTEREST: | Lower Arrow Lake
| Nearest community name: | Fauquier
| Nearest large community: | Kelowna
| Topographic map sheets (name and code) : | Burrell Creek, 082E09
| Geological map sheets (name and code) | 82E.080
Lower Arrow Lake
A. | Resource potential | [6 empty] | 3
A.1 | General geological setting | well known | [5 empty] | 5
A.2 | Size/potential/type | not defined but estimated at 5 km3, low temperature | [5 empty] | 1
A.3 | Temperature gradient/ Heat flow data | regional heat flow calculated at 4.8 μW/m3 | [5 empty] | 5
A.4 | Water & Gas chemistry | Octopus Creek Cl 44 mg/L, geothermometry temp 87C | [5 empty] | 5
A.5 | Mineral indicators and/or surface alteration | [6 empty] | 3
A.6 | Surface thermal features (type, temperature) | Octopus Creek 49C, other cold springs | [5 empty] | 5
A.7 | Surface spring flow rates and Resource recharge | low flow rates | [5 empty] | 3
A.8 | 3D permeability (heat exchange potential) | fractured rocks but may require reservoir stimulation. | [5 empty] | 2
A.9 | Recent magmatism | no | [5 empty] | 0
A.10 | Structural setting / seismic / tectonics | Lots of evidence of fracturing/faulting and intense folding | [5 empty] | 5
A.11 | Geophysics (type and interpretation if available) | regional | [5 empty] | 1
A.12 | Potential Resource host rocks | unknown, area by Octopus Creek is regionally granitic and other intrusive suites. | [5 empty] | 2
A.13 | Potential drilling issues | possible hot dry rock project | [5 empty] | 0
A.14 | Brief description of geological setting of thermal features (i.e. springs emanate from fluvial gravels; beside a river; etc.) | Intrusions are source of radiogenic heat. | [5 empty] | 5
B. | Exploration Uncertainty (Risk) | [6 empty] | 2.4286
B.1 | Degree of identification of resources/reserves | no reservoir yet identified | [5 empty] | 1
B.2 | Likelihood of covering Resource with concession | Likely possible. | [5 empty] | 4
B.3 | Expected authorization date | No geothermal tracts nearby. Permission to use Crown land is obtained by application under the Land Act (LA); target would be lower temperature < 80°C resource. | [5 empty] | 0
B.4 | Specific timing of exploration (2 + 2 years, BC 8 years, etc.) | as soon as permits can be put in place, 5-7 year timeframe. | [5 empty] | 3
B.5 | Degree of previous exploration (can be good or bad) | Geoscientific information exists. Geothermometry studies exist. Some temperature gradient knowledge but further definition required. | [5 empty] | 3
B.6 | Surface Operational capacity (enough stable area for drilling and facilities planned?) | Likely. | [5 empty] | 5
B.7 | Exploration to exploitation (Difficult to easy) | remote | [5 empty] | 1
C. | Environmental Issues | [6 empty] | 3.25
C.1 | Protected areas (type and classification) | Arrow Lakes Provincial Park approx. 8 km away. | [5 empty] | 3
C.2 | Endangered species | Three-leaved Lewisia (40 km away) | [5 empty] | 4
C.3 | Geothermal surface features | Octopus Creek hot springs located ~1-2 km (but not really used) from potential resource area. | [5 empty] | 3
C.4 | Other | No known fish-bearing streams in immediate vicinity; transmission would cross streams | [5 empty] | 3
D. | Geothermal Area - Bidding and/or type of land holding (private/gov/lease/etc.) | [6 empty] | 3.6667
D.1 | Bidding Area | No geothermal tracts nearby. Permission to use Crown land is obtained by application under the Land Act (LA); target would be lower temperature < 80°C resource. | [5 empty] | 3
D.2 | Electrical generation potential? Competition or collaboration possible from Companies present | KWL report | [5 empty] | 3
D.3 | Other claim rights(Mining and/or Oil) | no known coal/mineral/crown lease tenures nearby | [5 empty] | 5
E. | Market | [6 empty] | 1.75
E.1 | Potential commodities for direct use applications | forest based products, mushrooms drying, greenhouse; logging; although limited nearby community Fauquier (pop 200) | [5 empty] | 2
E.2 | Political stability and community relationship to development | stable, but development favourability unknown | [5 empty] | 2
E.3 | Time Limits? (Business agreements, Operating/generating-by deadlines?) | none known | [5 empty] | 3
E.4 | Renewable energy "green value" for potential development | n/a | [5 empty] | 0
F. | Transmission Line Infrastructure | [6 empty] | 1.75
F.1 | State of the Infrastructure | closest substation 500 kV and 138 kV, ~ 4 km away | [5 empty] | 5
F.2 | Transmission route (distance, terrain and costs) | 6 km of transmission/piping via existing unpaved roads. New substation will be required. | [5 empty] | 2
F.3 | Wheeling power | n/a | [5 empty] | 0
F.4 | Transmission providers | n/a | [5 empty] | 0
G. | Laws governing direct-use renewable energy sources | [6 empty] | 3.4286
G.1 | General Criteria of the Geothermal Law | important aspect is the temperature criteria; under 80 C Crown Land Tenure; above geothermal law. | [5 empty] | 3
G.2 | General Criteria of the water resources law | need a water use licence | [5 empty] | 3
G.3 | Direct sales possible | yes, with a licence | [5 empty] | 3
G.4 | Carbon credits | BC Carbon Registry (new, in place 2016), Carbon Tax | [5 empty] | 4
G.5 | Lease time and ability to renew or extend exploration licence | could be done under geothermal/Land Act tenure. | [5 empty] | 3
G.6 | Issues (and timing) related to conversion from exploration to exploitation | If done under a geothermal lease specific work program is required. | [5 empty] | 3
G.7 | Time frame for exploitation licence | Crown land tenure takes weeks to months, depending on the length of tenure requested; lease up to 30 years | [5 empty] | 5
H. | Community Issues | [6 empty] | 2.4444
H.1 | Indigenous Law and Indigenous Development Areas | Ktunaxa Nation BCTC Stage 4 | [5 empty] | 1
H.2 | Land claims | Ktunaxa Nation Council, Sinixt Nation. Secwepemc and Westbank nearby (25-35 km away) | [5 empty] | 1
H.3 | Community action | no significant population nearby (Fauquier pop 200) | [5 empty] | 2
H.4 | Surface Rights | treaty and crown land | [5 empty] | 3
H.5 | Visual considerations | logging areas and roads nearby | [5 empty] | 3
H.6 | Tourism | Lower Arrow Lakes-Needle Ferry, outdoor recreation area. Most activities are centralized near Fauquier, BC. | [5 empty] | 3
H.7 | Traditional use area: trapping, hunting, food and medicinal plants, fishing activities | Ktunaxa Nation Council, Okanagan Nation Alliance, Secwepemc Nation | [5 empty] | 3
H.8 | Traditional use area: Community sacred site, gathering place or event sites | Ktunaxa Nation Council, Okanagan Nation Alliance, Secwepemc Nation | [5 empty] | 3
H.9 | Traditional use area: archeology sites and other areas of significance | Ktunaxa Nation Council, Okanagan Nation Alliance, Secwepemc Nation | [5 empty] | 3
I. | Water rights | [6 empty] | 5
I.1 | availability for proposed development | 4 current water licenses within 5 km of potential resource area. | [5 empty] | 5
I.2 | availability for drilling | yes, with a licence | [5 empty] | 5
J. | Engineering | [6 empty] | 2
J.1 | Development proposal and design | no planning underway | [5 empty] | 0
J.2 | Construction issues | Remote, steep mountainous terrain, unpaved roads | [5 empty] | 1
J.3 | Transportation issues | none known | [5 empty] | 3
J.4 | Architectural Issues (blend/hide into environment? Local styles? Etc.) | none known | [5 empty] | 3
J.5 | Special construction issues (heat exchanger & full injection) | none known | [5 empty] | 3
K. | Non electrical infrastructure (roads and habitation) | [6 empty] | 3.8
K.1 | Nearest large community > 50,000 | Kelowna | [5 empty] | 4
K.2 | nearest community and size | Fauquier (pop 200) | [5 empty] | 2
K.3 | Nearest road and condition | unpaved existing logging road | [5 empty] | 3
K.4 | Current access conditions (restrictions) | unpaved road access to potential resource area. | [5 empty] | 5
K.5 | Terrain and distance factor for road building | no requirements for new roads | [5 empty] | 5
L. | Development Finance | [6 empty] | 0
L.1 | Development value (greenhouses; tourism; heating; etc.) | [6 empty] | 0
L.2 | Market price for similar commodities not using direct-use heat | [6 empty] | 0
L.3 | Green power premium for commodity? | [6 empty] | 0
L.4 | Commodity price | [6 empty] | 0
L.5 | Marketing implications | [6 empty] | 0
L.6 | Estimated size of resource | [6 empty] | 0
L.7 | Are there any green use incentives? | [6 empty] | 0
L.8 | Grants | [6 empty] | 0
L.9 | Tax holidays | [6 empty] | 0
L.10 | Tax relief | [6 empty] | 0
L.11 | Loan guarantees | [6 empty] | 0
L.12 | Royalties/Fees | [6 empty] | 0
L.13 | General idea of royalties | [6 empty] | 0
L.14 | Private land owner or government land | [6 empty] | 0
L.15 | Tax rate in the country | [6 empty] | 0
L.16 | Transmission Tariffs | [6 empty] | 0
M. | Maps | [6 empty] | 5
M.1 | Regional topographic map showing population centres, roads and other infrastructure including electrical grid and nearest substation and/or generating station. (1:500,000?) | [6 empty] | 5
M.2 | Regional map showing land tenure in area – geothermal concessions, mining concessions, private land holds, public or national lands (parks) (1:500,000?) | [6 empty] | 5
M.3 | Regional geological map (1:250 or 500,000?) | [6 empty] | 5
M.4 | Detailed geological map of the immediate area of the concessions (1:50,000 or 100,000) | [6 empty] | 5
N. | Other issues and considerations | [6 empty] | 1.6667
N.1 | Spatial concentration of potential customers | Fauquier (pop 200), limited small local community. | [5 empty] | 1
N.2 | Distance to market for prospective commodities | Kelowna | [5 empty] | 3
N.3 | Costs to potential customers to receive Direct-use benefits | moderate to high; limited local population | [5 empty] | 1
| OVERALL COMMENTS/ASSESSMENT | Potential for development but area is remote with minimal previous exploration of any type. Other nearby springs (Nakusp, Ainsworth, etc.) with high level of development would be competing.

## I. Area Summary
| DRAFT EXAMPLE GEOTHERMAL DECISION MATRIX WORKSHEET | Numerical favourability index |  | Transmission Line | Finance & Regulations | Environmental | Community | Resource | Roading access & Constructability
| AREA OF INTEREST | Lower Arrow Lake
| Nearest community name | Fauquier | INDEX # USED | F | D+E+G+L | C | H | A+B+M | I+J+K+N
| Country/state/community | Kelowna |  | 1.75 | 2.2113 | 3.25 | 2.4444 | 3.4762 | 3.1167
| Topographic map sheets (name and code) | Burrell Creek, 082E09
| Geological map sheets (name and code) | 82E.080
Lower Arrow Lake
A. | Resource potential | 3
A.1 | General geological setting | 5
A.2 | Size/potential/type | 1
A.3 | Temperature gradient/ Heat flow data | 5
A.4 | Water & Gas chemistry | 5
A.5 | Mineral indicators and/or surface alteration | 3
A.6 | Surface thermal features (type, temperature) | 5
A.7 | Surface spring flow rates and Resource recharge | 3
A.8 | 3D permeability (heat exchange potential) | 2
A.9 | Recent magmatism | 0
A.10 | Structural setting / seismic / tectonics | 5
A.11 | Geophysics (type and interpretation if available) | 1
A.12 | Potential Resource host rocks | 2
A.13 | Potential drilling issues | 0
A.14 | Brief description of geological setting of thermal features (i.e. springs emanate from fluvial gravels; beside a river; etc.) | 5
B. | Exploration Uncertainty (Risk) | 2.4286
B.1 | Degree of identification of resources/reserves | 1
B.2 | Likelihood of covering Resource with concession | 4
B.3 | Expected authorization date | 0
B.4 | Specific timing of exploration (2 + 2 years, BC 8 years, etc.) | 3
B.5 | Degree of previous exploration (can be good or bad) | 3
B.6 | Surface Operational capacity (enough stable area for drilling and facilities planned?) | 5
B.7 | Exploration to exploitation (Difficult to easy) | 1
C. | Environmental Issues | 3.25
C.1 | Protected areas (type and classification) | 3
C.2 | Endangered species | 4
C.3 | Geothermal surface features | 3
C.4 | Other | 3
D. | Geothermal Area - Bidding and/or type of land holding (private/government/lease/etc.) | 3.6667
D.1 | Bidding Area | 3
D.2 | Electrical generation potential? Competition or collaboration possible from Companies present | 3
D.3 | Other claim rights(Mining and/or Oil) | 5
E. | Market | 1.75
E.1 | Potential commodities for direct use applications | 2
E.2 | Political stability and community relationship to development | 2
E.3 | Time Limits? (Business agreements, Operating/generating-by deadlines?) | 3
E.4 | Renewal energy "green value" for potential development | 0
F. | Transmission Line Infrastructure | 1.75
F.1 | State of the Infrastructure | 5
F.2 | Transmission route (distance, terrain and costs) | 2
F.3 | Wheeling power | 0
F.4 | Transmission providers | 0
G. | Laws governing direct-use renewable energy sources | 3.4286
G.1 | General Criteria of the Geothermal Law | 3
G.2 | General Criteria of the water resources law | 3
G.3 | Direct sales possible | 3
G.4 | Carbon credits | 4
G.5 | Lease time and ability to renew or extend exploration licence | 3
G.6 | Issues (and timing) related to conversion from exploration to exploitation | 3
G.7 | Time frame for exploitation licence | 5
H. | Community Issues | 2.4444
H.1 | Indigenous Law and Indigenous Development Areas | 1
H.2 | Land claims | 1
H.3 | Community action | 2
H.4 | Surface Rights | 3
H.5 | Visual considerations | 3
H.6 | Tourism | 3
H.7 | Traditional use area: trapping, hunting, food and medicinal plants, fishing activities | 3
H.8 | Traditional use area: Community sacred site, gathering place or event sites | 3
H.9 | Traditional use area: archeology sites and other areas of significance | 3
I. | Water rights | 5
I.1 | availability for proposed development | 5
I.2 | availability for drilling | 5
J. | Engineering | 2
J.1 | Development proposal and design | 0
J.2 | Construction issues | 1
J.0 | Transportation issues | 3
J.4 | Architectural Issues (blend/hide into environment? Local styles? Etc.) | 3
J.5 | Special construction issues (heat exchanger & full injection) | 3
K. | Non electrical infrastructure (roads and habitation) | 3.8
K.1 | Nearest large community > 50,000 | 4
K.2 | nearest community and size | 2
K.0 | Nearest road and condition | 3
K.4 | Current access conditions (restrictions) | 5
K.5 | Terrain and distance factor for road building | 5
L. | Development Finance | 0
L.1 | Development value (greenhouses; tourism; heating; etc.) | 0
L.2 | Market price for similar commodities not using direct-use heat | 0
L.3 | Green power premium for commodity? | 0
L.4 | Commodity price | 0
L.5 | Marketing implications | 0
L.6 | Estimated size of resource | 0
L.7 | Are there any green use incentives? | 0
L.8 | Grants | 0
L.9 | Tax holidays | 0
L.10 | Tax relief | 0
L.11 | Loan guarantees | 0
L.12 | Royalties/Fees | 0
L.13 | General idea of royalties | 0
L.14 | Private land owner or government land | 0
L.15 | Tax rate in the country | 0
L.16 | Transmission Tariffs | 0
M. | Maps | 5
M.1 | Regional topographic map showing population centres, roads and other infrastructure including electrical grid and nearest substation and/or generating station. (1:500,000?) | 5
M.2 | Regional map showing land tenure in area – geothermal concessions, mining concessions, private land holds, public or national lands (parks) (1:500,000?) | 5
M.3 | Regional geological map (1:250 or 500,000?) | 5
M.4 | Detailed geological map of the immediate area of the concessions (1:50,000 or 100,000) | 5
N. | Other issues and considerations | 1.6667
N.1 |  | 1
N.2 |  | 3
N.3 |  | 1

## J. Meager-Pebble
Column1 | Column2 | Column3 | Column4 | Column5 | Column6 | Column7 | Column8 | Column52
| GEOTHERMAL DECISION MATRIX WORKSHEET | Comments | Favourable | Unfavourable | Potential time commitment to resolve (days; months; years) | Cost (High, Med, Low) | ADDITIONAL NOTES OR COMMENTS | Numerical favourability index
| AREA OF INTEREST: | Meager-Pebble
| Nearest community name: | Pemberton
| Nearest large community: | North Vancouver
| Topographic map sheets (name and code) : | Chischa River/Akue Creek, 092J12/092J11
| Geological map sheets (name and code) | 92J.053, 92J.063
Meager-Pebble
A. | Resource potential | [6 empty] | 4.4286
A.1 | General geological setting | near a large strato volcano with recent eruptive history. | [5 empty] | 5
A.2 | Size/potential/type | 15 km3 (KWL & GT 2015) 100 -200 MW | [5 empty] | 5
A.3 | Temperature gradient/ Heat flow data | high heat flows; T up to 270 at 1,200 m | [5 empty] | 5
A.4 | Water & Gas chemistry | measured and calculated T up to 270 | [5 empty] | 5
A.5 | Mineral indicators and/or surface alteration | extensive surface alteration; lead to failure in Capricorn Creek, 2010 | [5 empty] | 5
A.6 | Surface thermal features (type, temperature) | multiple seeps and springs used for bathing | [5 empty] | 5
A.7 | Surface spring flow rates and Resource recharge | Low flows from springs; meteoric recharge ~30 years | [5 empty] | 5
A.8 | 3D permeability (heat exchange potential) | low formation permeability; but potentially good fracture permeability | [5 empty] | 3
A.9 | Recent magmatism | 2350 yrBP explosive to passive dacite eruption | [5 empty] | 5
A.10 | Structural setting / seismic / tectonics | young volcanism and faulting forming graben structure | [5 empty] | 5
A.11 | Geophysics (type and interpretation if available) | MT shows strong anomaly | [5 empty] | 5
A.12 | Potential Resource host rocks | Mesozoic aged quartz Diorite | [5 empty] | 3
A.13 | Potential drilling issues | Hard and abrasive formation | [5 empty] | 3
A.14 | Brief description of geological setting of thermal features (i.e. springs emanate from fluvial gravels; beside a river; etc.) | drilling and other work demonstrated heat but not permeability; fracture permeability needs to be carefully targeted. | [5 empty] | 3
B. | Exploration Uncertainty (Risk) | [6 empty] | 3.4286
B.1 | Degree of identification of resources/reserves | Still high risk until permeability it located and can be targeted. | [5 empty] | 3
B.2 | Likelihood of covering Resource with concession | good | [5 empty] | 4
B.3 | Expected authorization date | Permit in place. Lease to expire 2017 | [5 empty] | 4
B.4 | Specific timing of exploration (BC 7 years) | unknown; could be 3-5 years but company is no longer active in area. Can be done under Land Act. | [5 empty] | 4
B.5 | Degree of previous exploration (can be good or bad) | significant exploration and drilling | [5 empty] | 4
B.6 | Surface Operational capacity (enough stable area for drilling and facilities planned?) | steep terrain subject to landslides and snow avalanches. | [5 empty] | 2
B.7 | Exploration to exploitation (Difficult to easy) | easy to moderate | [5 empty] | 3
C. | Environmental Issues | [6 empty] | 2
C.1 | Protected areas (type and classification) | Upper Lillooet Prov. Park 2 km away; | [5 empty] | 1
C.2 | Endangered species | Vivid Dancer dragon fly; spotted owl; plants | [5 empty] | 2
C.3 | Geothermal surface features | prior to landslide were heavily used | [5 empty] | 3
C.4 | Other | Grizzly and sheep habitat areas overlap active title tracts | [5 empty] | 2
D. | Geothermal Area - Bidding and/or type of land holding (private/gov/lease/etc.) | [6 empty] | 3.6667
D.1 | Bidding Area | Polaris infrastructure leases to expire in 2017. Permission to use Crown land is obtained by application under the Land Act (LA); target would be lower temperature < 80°C resource. | [5 empty] | 3
D.2 | Electrical generation potential? Competition or collaboration possible from Companies present | high, see KWL & GeothermEx 2015 report | [5 empty] | 5
D.3 | Other claim rights (Mining and/or Oil) | mineral/coal title north of Mt. Meager, minimal overlap with active geothermal tract; pumice was mined locally. | [5 empty] | 3
E. | Market | [6 empty] | 4.25
E.1 | Potential commodities for direct use applications | mushroom drying; forest products | [5 empty] | 3
E.2 | Political stability and community relationship to development | positive relationship between local community and development; area currently under development for run of river hydro. | [5 empty] | 5
E.3 | Time Limits? (Business agreements, Operating/generating-by deadlines?) | current geothermal lease expires in 2017, exploration has stalled but has potential due to hydro-electric project nearby | [5 empty] | 4
E.4 | Renewable energy "green value" for potential development | Pemberton is favourable to green development | [5 empty] | 5
F. | Transmission Line Infrastructure | [6 empty] | 3
F.1 | State of the Infrastructure | Transmission line with Energex project | [5 empty] | 4
F.2 | Transmission route (distance, terrain and costs) | if capacity on Energex line 2-10 km to connection, need to go thru slide debris area for Meager | [5 empty] | 3
F.3 | Wheeling power | n/a | [5 empty] | 0
F.4 | Transmission providers | Innergex/BC Hydro | [5 empty] | 5
G. | Laws governing direct-use renewable energy sources | [6 empty] | 3.4286
G.1 | General Criteria of the Geothermal Law | important aspect is the temperature criteria; under 80 C Crown Land Tenure; above geothermal law. | [5 empty] | 3
G.2 | General Criteria of the water resources law | need a water use licence | [5 empty] | 3
G.3 | Direct sales possible | yes, with a licence | [5 empty] | 3
G.4 | Carbon credits | BC Carbon Registry (new, in place 2016), Carbon Tax | [5 empty] | 4
G.5 | Lease time and ability to renew or extend exploration licence | current geothermal lease expires in 2017 | [5 empty] | 3
G.6 | Issues (and timing) related to conversion from exploration to exploitation | If done under a geothermal lease specific work program is required. | [5 empty] | 3
G.7 | Time frame for exploitation licence | Crown land tenure takes weeks to months, depending on the length of tenure requested; lease up to 30 years; Provincial Park | [5 empty] | 5
H. | Community Issues | [6 empty] | 2.6667
H.1 | Indigenous Law and Indigenous Development Areas | none currently in negotiation with BC Treaty Commission | [5 empty] | 1
H.2 | Land claims | Lillooet, Mount Currie and St'at'imc not currently in negotiation; St'at'imc Land and Resources Authority - SLRA (www.statimc.net), within asserted area | [5 empty] | 1
H.3 | Community action | objections to planned ski area development; St'at'imc signed BC Hydro agreement; large hydro project with Innergex close to geothermal, company statement as to close association with first nations. | [5 empty] | 3
H.4 | Surface Rights | not currently in treaty negotiations | [5 empty] | 3
H.5 | Visual considerations | Large hydro project nearby | [5 empty] | 4
H.6 | Tourism | Before road wash out there was significant number of visitors to the hot springs. | [5 empty] | 3
H.7 | Traditional use area: trapping, hunting, food and medicinal plants, fishing activities | St'at'imc traditional use area | [5 empty] | 3
H.8 | Traditional use area: Community sacred site, gathering place or event sites | St'at'imc traditional use area | [5 empty] | 3
H.9 | Traditional use area: archeology sites and other areas of significance | St'at'imc traditional use area | [5 empty] | 3
I. | Water rights | [6 empty] | 4
I.1 | availability for proposed development | No active water licenses within 5 km, but 6 km away for Boulder Creek hydro project. Need to consult Innergex developer. | [5 empty] | 3
I.2 | availability for drilling | yes, with a licence | [5 empty] | 5
J. | Engineering | [6 empty] | 2.6
J.1 | Development proposal and design | none identified | [5 empty] | 0
J.2 | Construction issues | Innergex development nearby. | [5 empty] | 4
J.3 | Transportation issues | gravel roads on east side recently upgraded; west side road still not completed. | [5 empty] | 3
J.4 | Architectural Issues (blend/hide into environment? Local styles? Etc.) | none known | [5 empty] | 3
J.5 | Special construction issues (heat exchanger & full injection) | none known | [5 empty] | 3
K. | Non electrical infrastructure (roads and habitation) | [6 empty] | 3.4
K.1 | Nearest large community > 50,000 | North Vancouver | [5 empty] | 4
K.2 | nearest community and size | Pemberton pop 2,436 (2014) | [5 empty] | 2
K.3 | Nearest road and condition | paved and unpaved road | [5 empty] | 3
K.4 | Current access conditions (restrictions) | no restrictions | [5 empty] | 5
K.5 | Terrain and distance factor for road building | rebuild road through Capricorn or on south side of Meager Creek. | [5 empty] | 3
L. | Development Finance | [6 empty] | 0
L.1 | Development value (greenhouses; tourism; heating; etc.) | [6 empty] | 0
L.2 | Market price for similar commodities not using direct-use heat | [6 empty] | 0
L.3 | Green power premium for commodity? | [6 empty] | 0
L.4 | Commodity price | [6 empty] | 0
L.5 | Marketing implications | [6 empty] | 0
L.6 | Estimated size of resource | [6 empty] | 0
L.7 | Are there any green use incentives? | [6 empty] | 0
L.8 | Grants | [6 empty] | 0
L.9 | Tax holidays | [6 empty] | 0
L.10 | Tax relief | [6 empty] | 0
L.11 | Loan guarantees | [6 empty] | 0
L.12 | Royalties/Fees | [6 empty] | 0
L.13 | General idea of royalties | [6 empty] | 0
L.14 | Private land owner or government land | [6 empty] | 0
L.15 | Tax rate in the country | [6 empty] | 0
L.16 | Transmission Tariffs | [6 empty] | 0
M. | Maps | [6 empty] | 5
M.1 | Regional topographic map showing population centres, roads and other infrastructure including electrical grid and nearest substation and/or generating station. (1:500,000?) | [6 empty] | 5
M.2 | Regional map showing land tenure in area – geothermal concessions, mining concessions, private land holds, public or national lands (parks) (1:500,000?) | [6 empty] | 5
M.3 | Regional geological map (1:250 or 500,000?) | [6 empty] | 5
M.4 | Detailed geological map of the immediate area of the concessions (1:50,000 or 100,000) | [6 empty] | 5
N. | Other issues and considerations | [6 empty] | 2
N.1 | Spatial concentration of potential customers | Pemberton is a small community, major industry is tourism. | [5 empty] | 2
N.2 | Distance to market for prospective commodities | Good highway access to Vancouver and other centres. | [5 empty] | 3
N.3 | Costs to potential customers to receive Direct-use benefits | no subsidies | [5 empty] | 1
| OVERALL COMMENTS/ASSESSMENT | Distance from Pemberton remains an issue. With new hydro project much more favourable for electrical generation. New road/access makes bathing/spa more likely, but travel distance is still significant. Upwards of 30,000 visitors/year were recorded prior to the destruction of the road by landslide.

## J. Area Summary
| DRAFT EXAMPLE GEOTHERMAL DECISION MATRIX WORKSHEET | Numerical favourability Index |  | Transmission Line | Finance & Regulations | Environmental | Community | Resource | Roading access & Constructability
| AREA OF INTEREST | Meager-Pebble
| Nearest community name | Pemberton | INDEX # USED | F | D+E+G+L | C | H | A+B+M | I+J+K+N
| Country/state/community | North Vancouver |  | 3 | 2.8363 | 2 | 2.6667 | 4.2857 | 3
| Topographic map sheets (name and code) | Chischa River/Akue Creek, 092J12/092J11
| Geological map sheets (name and code) | 92J.053, 92J.063
Meager-Pebble
A. | Resource potential | 4.4286
A.1 | General geological setting | 5
A.2 | Size/potential/type | 5
A.3 | Temperature gradient/ Heat flow data | 5
A.4 | Water & Gas chemistry | 5
A.5 | Mineral indicators and/or surface alteration | 5
A.6 | Surface thermal features (type, temperature) | 5
A.7 | Surface spring flow rates and Resource recharge | 5
A.8 | 3D permeability (heat exchange potential) | 3
A.9 | Recent magmatism | 5
A.10 | Structural setting / seismic / tectonics | 5
A.11 | Geophysics (type and interpretation if available) | 5
A.12 | Potential Resource host rocks | 3
A.13 | Potential drilling issues | 3
A.14 | Brief description of geological setting of thermal features (i.e. springs emanate from fluvial gravels; beside a river; etc.) | 3
B. | Exploration Uncertainty (Risk) | 3.4286
B.1 | Degree of identification of resources/reserves | 3
B.2 | Likelihood of covering Resource with concession | 4
B.3 | Expected authorization date | 4
B.4 | Specific timing of exploration (2 + 2 years, BC 8 years, etc.) | 4
B.5 | Degree of previous exploration (can be good or bad) | 4
B.6 | Surface Operational capacity (enough stable area for drilling and facilities planned?) | 2
B.7 | Exploration to exploitation (Difficult to easy) | 3
C. | Environmental Issues | 2
C.1 | Protected areas (type and classification) | 1
C.2 | Endangered species | 2
C.3 | Geothermal surface features | 3
C.4 | Other | 2
D. | Geothermal Area - Bidding and/or type of land holding (private/government/lease/etc.) | 3.6667
D.1 | Bidding Area | 3
D.2 | Electrical generation potential? Competition or collaboration possible from Companies present | 5
D.3 | Other claim rights(Mining and/or Oil) | 3
E. | Market | 4.25
E.1 | Potential commodities for direct use applications | 3
E.2 | Political stability and community relationship to development | 5
E.3 | Time Limits? (Business agreements, Operating/generating-by deadlines?) | 4
E.4 | Renewal energy "green value" for potential development | 5
F. | Transmission Line Infrastructure | 3
F.1 | State of the Infrastructure | 4
F.2 | Transmission route (distance, terrain and costs) | 3
F.3 | Wheeling power | 0
F.4 | Transmission providers | 5
G. | Laws governing direct-use renewable energy sources | 3.4286
G.1 | General Criteria of the Geothermal Law | 3
G.2 | General Criteria of the water resources law | 3
G.3 | Direct sales possible | 3
G.4 | Carbon credits | 4
G.5 | Lease time and ability to renew or extend exploration licence | 3
G.6 | Issues (and timing) related to conversion from exploration to exploitation | 3
G.7 | Time frame for exploitation licence | 5
H. | Community Issues | 2.6667
H.1 | Indigenous Law and Indigenous Development Areas | 1
H.2 | Land claims | 1
H.3 | Community action | 3
H.4 | Surface Rights | 3
H.5 | Visual considerations | 4
H.6 | Tourism | 3
H.7 | Traditional use area: trapping, hunting, food and medicinal plants, fishing activities | 3
H.8 | Traditional use area: Community sacred site, gathering place or event sites | 3
H.9 | Traditional use area: archeology sites and other areas of significance | 3
I. | Water rights | 4
I.1 | availability for proposed development | 3
I.2 | availability for drilling | 5
J. | Engineering | 2.6
J.1 | Development proposal and design | 0
J.2 | Construction issues | 4
J.0 | Transportation issues | 3
J.4 | Architectural Issues (blend/hide into environment? Local styles? Etc.) | 3
J.5 | Special construction issues (heat exchanger & full injection) | 3
K. | Non electrical infrastructure (roads and habitation) | 3.4
K.1 | Nearest large community > 50,000 | 4
K.2 | nearest community and size | 2
K.0 | Nearest road and condition | 3
K.4 | Current access conditions (restrictions) | 5
K.5 | Terrain and distance factor for road building | 3
L. | Development Finance | 0
L.1 | Development value (greenhouses; tourism; heating; etc.) | 0
L.2 | Market price for similar commodities not using direct-use heat | 0
L.3 | Green power premium for commodity? | 0
L.4 | Commodity price | 0
L.5 | Marketing implications | 0
L.6 | Estimated size of resource | 0
L.7 | Are there any green use incentives? | 0
L.8 | Grants | 0
L.9 | Tax holidays | 0
L.10 | Tax relief | 0
L.11 | Loan guarantees | 0
L.12 | Royalties/Fees | 0
L.13 | General idea of royalties | 0
L.14 | Private land owner or government land | 0
L.15 | Tax rate in the country | 0
L.16 | Transmission Tariffs | 0
M. | Maps | 5
M.1 | Regional topographic map showing population centres, roads and other infrastructure including electrical grid and nearest substation and/or generating station. (1:500,000?) | 5
M.2 | Regional map showing land tenure in area – geothermal concessions, mining concessions, private land holds, public or national lands (parks) (1:500,000?) | 5
M.3 | Regional geological map (1:250 or 500,000?) | 5
M.4 | Detailed geological map of the immediate area of the concessions (1:50,000 or 100,000) | 5
N. | Other issues and considerations | 2
N.1 |  | 2
N.2 |  | 3
N.3 |  | 1

## K. Mt. Cayley
Column1 | Column2 | Column3 | Column4 | Column5 | Column6 | Column7 | Column8 | Column52
| GEOTHERMAL DECISION MATRIX WORKSHEET | Comments | Favourable | Unfavourable | Potential time commitment to resolve (days; months; years) | Cost (High, Med, Low) | ADDITIONAL NOTES OR COMMENTS | Numerical favourability index
| AREA OF INTEREST: | Mt. Cayley
| Nearest community name: | Squamish
| Nearest large community: | North Vancouver
| Topographic map sheets (name and code) : | Tenaka Creek, 092J03
| Geological map sheets (name and code) | 92J.014
Mt. Cayley
A. | Resource potential | [6 empty] | 4.2143
A.1 | General geological setting | young volcanism nearby and large structures | [5 empty] | 5
A.2 | Size/potential/type | small to medium from electrical potential | [5 empty] | 5
A.3 | Temperature gradient/ Heat flow data | some heat flow data show 33-59 C/km; hot springs give T up to 28C | [5 empty] | 5
A.4 | Water & Gas chemistry | extensive alteration near volcanic center | [5 empty] | 5
A.5 | Mineral indicators and/or surface alteration | yes | [5 empty] | 5
A.6 | Surface thermal features (type, temperature) | two groups of small springs with low flow | [5 empty] | 5
A.7 | Surface spring flow rates and Resource recharge | very low flow rate reported | [5 empty] | 3
A.8 | 3D permeability (heat exchange potential) | unknown reservoir | [5 empty] | 3
A.9 | Recent magmatism | yes; youngest is just post glacial (<10k) | [5 empty] | 5
A.10 | Structural setting / seismic / tectonics | young volcanism nearby and large structures | [5 empty] | 5
A.11 | Geophysics (type and interpretation if available) | regional as well as DC and EM circa mid 1980's; deep seismic done in mid '90s identified a "bright spot". | [5 empty] | 5
A.12 | Potential Resource host rocks | crystalline basement rocks | [5 empty] | 3
A.13 | Potential drilling issues | access; landslide hazards | [5 empty] | 0
A.14 | Brief description of geological setting of thermal features (i.e. springs emanate from fluvial gravels; beside a river; etc.) | springs are associated with young volcanism at Mt. Cayley; significant alteration has led to slope stability issues similar to Mt. Meager | [5 empty] | 5
B. | Exploration Uncertainty (Risk) | [6 empty] | 2.1429
B.1 | Degree of identification of resources/reserves | no reservoir has been identified | [5 empty] | 1
B.2 | Likelihood of covering Resource with concession | geothermal concession, but no work for many years. | [5 empty] | 3
B.3 | Expected authorization date | unknown reservoir | [5 empty] | 0
B.4 | Specific timing of exploration | under Land Act tenure, 5-7 years. | [5 empty] | 3
B.5 | Degree of previous exploration (can be good or bad) | some exploration | [5 empty] | 3
B.6 | Surface Operational capacity (enough stable area for drilling and facilities planned?) | difficult in areas of springs but closer to river it is possible. | [5 empty] | 2
B.7 | Exploration to exploitation (Difficult to easy) | good possibility of finding resource of <80C, but remote access | [5 empty] | 3
C. | Environmental Issues | [6 empty] | 3
C.1 | Protected areas (type and classification) | many provincial parks in vicinity, but none very near potential resource site (6-25 km away). conservancy area close by | [5 empty] | 3
C.2 | Endangered species | plants and amphibians possible, but not reported in vicinity. | [5 empty] | 3
C.3 | Geothermal surface features | yes, but not used and extremely difficult to access. | [5 empty] | 4
C.4 | Other | many river crossing with salmon | [5 empty] | 2
D. | Geothermal Area - Bidding and/or type of land holding (private/gov/lease/etc.) | [6 empty] | 3
D.1 | Bidding Area | cancelled geothermal lease. Permission to use Crown land is obtained by application under the Land Act (LA); target would be lower temperature < 80°C resource. | [5 empty] | 3
D.2 | Electrical generation potential? Competition or collaboration possible from Companies present | yes, geothermal exploration has been undertaken, no development underway. See KWL report | [5 empty] | 3
D.3 | Other claim rights(Mining and/or Oil) | Mineral/coal titles southwest of potential resource area. | [5 empty] | 3
E. | Market | [6 empty] | 2.5
E.1 | Potential commodities for direct use applications | local forest products (mushrooms, plants, fish and logging); no close population; remote and limited access. | [5 empty] | 3
E.2 | Political stability and community relationship to development | First nations interest; Squamish is a long way away. | [5 empty] | 3
E.3 | Time Limits? (Business agreements, Operating/generating-by deadlines?) | nothing planned | [5 empty] | 3
E.4 | Renewable energy "green value" for potential development | Squamish is favourable to green development but high cost due to limited population in nearby vicinity. | [5 empty] | 1
F. | Transmission Line Infrastructure | [6 empty] | 0.5
F.1 | State of the Infrastructure | closest transmission is 20 km east but very mountainous terrain | [5 empty] | 1
F.2 | Transmission route (distance, terrain and costs) | new line within 20 km, but rugged mountainous terrain. | [5 empty] | 1
F.3 | Wheeling power | n/a | [5 empty] | 0
F.4 | Transmission providers | n/a | [5 empty] | 0
G. | Laws governing direct-use renewable energy sources | [6 empty] | 3.4286
G.1 | General Criteria of the Geothermal Law | important aspect is the temperature criteria; under 80 C Crown Land Tenure; above geothermal law. | [5 empty] | 3
G.2 | General Criteria of the water resources law | need a water use licence | [5 empty] | 3
G.3 | Direct sales possible | yes, with a licence | [5 empty] | 3
G.4 | Carbon credits | BC Carbon Registry (new, in place 2016), Carbon Tax | [5 empty] | 4
G.5 | Lease time and ability to renew or extend exploration licence | geothermal lease expired | [5 empty] | 3
G.6 | Issues (and timing) related to conversion from exploration to exploitation | If done under a geothermal lease specific work program is required. | [5 empty] | 3
G.7 | Time frame for exploitation licence | Crown land tenure takes weeks to months, depending on the length of tenure requested; lease up to 30 years; Provincial Park | [5 empty] | 5
H. | Community Issues | [6 empty] | 2.7778
H.1 | Indigenous Law and Indigenous Development Areas | Squamish Nation BC treaty negotiation Stage 3 | [5 empty] | 1
H.2 | Land claims | Stage 3 treaty negotiations | [5 empty] | 1
H.3 | Community action | Squamish as a community plan with GHGE reduction target; road is the main access to the Elaho Valley wilderness area. | [5 empty] | 5
H.4 | Surface Rights | crown land; conservancy area | [5 empty] | 3
H.5 | Visual considerations | logging in valley | [5 empty] | 3
H.6 | Tourism | very limited; remote area | [5 empty] | 3
H.7 | Traditional use area: trapping, hunting, food and medicinal plants, fishing activities | 2001 Squamish Nation developed stewardship plan http://www.squamish.net/about-us/our-land/xay-temixw-sacred-land-land-use-plan/ | [5 empty] | 3
H.8 | Traditional use area: Community sacred site, gathering place or event sites | as above | [5 empty] | 3
H.9 | Traditional use area: archeology sites and other areas of significance | as above | [5 empty] | 3
I. | Water rights | [6 empty] | 5
I.1 | availability for proposed development | only 1 existing water license within 10 km. | [5 empty] | 5
I.2 | availability for drilling | yes, with a licence | [5 empty] | 5
J. | Engineering | [6 empty] | 1.6
J.1 | Development proposal and design | no development proposed | [5 empty] | 0
J.2 | Construction issues | steep terrain; gravel access road subject to washouts. | [5 empty] | 1
J.3 | Transportation issues | gravel road not maintained in winter | [5 empty] | 1
J.4 | Architectural Issues (blend/hide into environment? Local styles? Etc.) | none known | [5 empty] | 3
J.5 | Special construction issues (heat exchanger & full injection) | none known | [5 empty] | 3
K. | Non electrical infrastructure (roads and habitation) | [6 empty] | 2.8
K.1 | Nearest large community > 50,000 | North Vancouver | [5 empty] | 5
K.2 | nearest community and size | Squamish (Whistler is closer but over the mountains) | [5 empty] | 2
K.3 | Nearest road and condition | gravel road not maintained in winter | [5 empty] | 1
K.4 | Current access conditions (restrictions) | gravel road not maintained in winter | [5 empty] | 1
K.5 | Terrain and distance factor for road building | no new roads required | [5 empty] | 5
L. | Development Finance | [6 empty] | 0
L.1 | Development value (greenhouses; tourism; heating; etc.) | [6 empty] | 0
L.2 | Market price for similar commodities not using direct-use heat | [6 empty] | 0
L.3 | Green power premium for commodity? | [6 empty] | 0
L.4 | Commodity price | [6 empty] | 0
L.5 | Marketing implications | [6 empty] | 0
L.6 | Estimated size of resource | [6 empty] | 0
L.7 | Are there any green use incentives? | [6 empty] | 0
L.8 | Grants | [6 empty] | 0
L.9 | Tax holidays | [6 empty] | 0
L.10 | Tax relief | [6 empty] | 0
L.11 | Loan guarantees | [6 empty] | 0
L.12 | Royalties/Fees | [6 empty] | 0
L.13 | General idea of royalties | [6 empty] | 0
L.14 | Private land owner or government land | [6 empty] | 0
L.15 | Tax rate in the country | [6 empty] | 0
L.16 | Transmission Tariffs | [6 empty] | 0
M. | Maps | [6 empty] | 5
M.1 | Regional topographic map showing population centres, roads and other infrastructure including electrical grid and nearest substation and/or generating station. (1:500,000?) | [6 empty] | 5
M.2 | Regional map showing land tenure in area – geothermal concessions, mining concessions, private land holds, public or national lands (parks) (1:500,000?) | [6 empty] | 5
M.3 | Regional geological map (1:250 or 500,000?) | [6 empty] | 5
M.4 | Detailed geological map of the immediate area of the concessions (1:50,000 or 100,000) | [6 empty] | 5
N. | Other issues and considerations | [6 empty] | 1.3333
N.1 | Spatial concentration of potential customers | Squamish is a major tourist centre | [5 empty] | 2
N.2 | Distance to market for prospective commodities | gravel road not maintained in winter | [5 empty] | 1
N.3 | Costs to potential customers to receive Direct-use benefits | high due to distance from population | [5 empty] | 1
| OVERALL COMMENTS/ASSESSMENT | Cayley is more than 40 km from Squamish on gravel road; there is limited winter access. For a spa or bathing facility significant marketing and transportation alternatives would need to developed. It is on a direct path to the Elaho valley and its giant Douglas fir trees. In 2015 a 600+ hectare fire threatened the Elaho giant, but it was saved. The road however, has become impassable due to washouts after the fire.

## K. Area Summary
| DRAFT EXAMPLE GEOTHERMAL DECISION MATRIX WORKSHEET | Numerical favourability index |  | Transmission Line | Finance & Regulations | Environmental | Community | Resource | Roading access & Constructability
| AREA OF INTEREST | Mt. Cayley
| Nearest community name | Squamish | INDEX # USED | F | D+E+G+L | C | H | A+B+M | I+J+K+N
| Country/state/community | North Vancouver |  | 0.5 | 2.3571 | 3 | 2.7778 | 3.7857 | 2.6833
| Topographic map sheets (name and code) | Tenaka Creek, 092J03
| Geological map sheets (name and code) | 92J.014
Mt. Cayley
A. | Resource potential | 4.2143
A.1 | General geological setting | 5
A.2 | Size/potential/type | 5
A.3 | Temperature gradient/ Heat flow data | 5
A.4 | Water & Gas chemistry | 5
A.5 | Mineral indicators and/or surface alteration | 5
A.6 | Surface thermal features (type, temperature) | 5
A.7 | Surface spring flow rates and Resource recharge | 3
A.8 | 3D permeability (heat exchange potential) | 3
A.9 | Recent magmatism | 5
A.10 | Structural setting / seismic / tectonics | 5
A.11 | Geophysics (type and interpretation if available) | 5
A.12 | Potential Resource host rocks | 3
A.13 | Potential drilling issues | 0
A.14 | Brief description of geological setting of thermal features (i.e. springs emanate from fluvial gravels; beside a river; etc.) | 5
B. | Exploration Uncertainty (Risk) | 2.1429
B.1 | Degree of identification of resources/reserves | 1
B.2 | Likelihood of covering Resource with concession | 3
B.3 | Expected authorization date | 0
B.4 | Specific timing of exploration (2 + 2 years, BC 8 years, etc.) | 3
B.5 | Degree of previous exploration (can be good or bad) | 3
B.6 | Surface Operational capacity (enough stable area for drilling and facilities planned?) | 2
B.7 | Exploration to exploitation (Difficult to easy) | 3
C. | Environmental Issues | 3
C.1 | Protected areas (type and classification) | 3
C.2 | Endangered species | 3
C.3 | Geothermal surface features | 4
C.4 | Other | 2
D. | Geothermal Area - Bidding and/or type of land holding (private/government/lease/etc.) | 3
D.1 | Bidding Area | 3
D.2 | Electrical generation potential? Competition or collaboration possible from Companies present | 3
D.3 | Other claim rights(Mining and/or Oil) | 3
E. | Market | 3
E.1 | Potential commodities for direct use applications | 0
E.2 | Political stability and community relationship to development | 2.5
E.3 | Time Limits? (Business agreements, Operating/generating-by deadlines?) | 3
E.4 | Renewal energy "green value" for potential development | 3
F. | Transmission Line Infrastructure | 0.5
F.1 | State of the Infrastructure | 1
F.2 | Transmission route (distance, terrain and costs) | 1
F.3 | Wheeling power | 0
F.4 | Transmission providers | 0
G. | Laws governing direct-use renewable energy sources | 3.4286
G.1 | General Criteria of the Geothermal Law | 3
G.2 | General Criteria of the water resources law | 3
G.3 | Direct sales possible | 3
G.4 | Carbon credits | 4
G.5 | Lease time and ability to renew or extend exploration licence | 3
G.6 | Issues (and timing) related to conversion from exploration to exploitation | 3
G.7 | Time frame for exploitation licence | 5
H. | Community Issues | 2.7778
H.1 | Indigenous Law and Indigenous Development Areas | 1
H.2 | Land claims | 1
H.3 | Community action | 5
H.4 | Surface Rights | 3
H.5 | Visual considerations | 3
H.6 | Tourism | 3
H.7 | Traditional use area: trapping, hunting, food and medicinal plants, fishing activities | 3
H.8 | Traditional use area: Community sacred site, gathering place or event sites | 3
H.9 | Traditional use area: archeology sites and other areas of significance | 3
I. | Water rights | 5
I.1 | availability for proposed development | 5
I.2 | availability for drilling | 5
J. | Engineering | 1.6
J.1 | Development proposal and design | 0
J.2 | Construction issues | 1
J.3 | Transportation issues | 1
J.4 | Architectural Issues (blend/hide into environment? Local styles? Etc.) | 3
J.5 | Special construction issues (heat exchanger & full injection) | 3
K. | Non electrical infrastructure (roads and habitation) | 2.8
K.1 | Nearest large community > 50,000 | 5
K.2 | nearest community and size | 2
K.0 | Nearest road and condition | 1
K.4 | Current access conditions (restrictions) | 1
K.5 | Terrain and distance factor for road building | 5
L. | Development Finance | 0
L.1 | Development value (greenhouses; tourism; heating; etc.) | 0
L.2 | Market price for similar commodities not using direct-use heat | 0
L.3 | Green power premium for commodity? | 0
L.4 | Commodity price | 0
L.5 | Marketing implications | 0
L.6 | Estimated size of resource | 0
L.7 | Are there any green use incentives? | 0
L.8 | Grants | 0
L.9 | Tax holidays | 0
L.10 | Tax relief | 0
L.11 | Loan guarantees | 0
L.12 | Royalties/Fees | 0
L.13 | General idea of royalties | 0
L.14 | Private land owner or government land | 0
L.15 | Tax rate in the country | 0
L.16 | Transmission Tariffs | 0
M. | Maps | 5
M.1 | Regional topographic map showing population centres, roads and other infrastructure including electrical grid and nearest substation and/or generating station. (1:500,000?) | 5
M.2 | Regional map showing land tenure in area – geothermal concessions, mining concessions, private land holds, public or national lands (parks) (1:500,000?) | 5
M.3 | Regional geological map (1:250 or 500,000?) | 5
M.4 | Detailed geological map of the immediate area of the concessions (1:50,000 or 100,000) | 5
N. | Other issues and considerations | 1.3333
N.1 |  | 2
N.2 |  | 1
N.3 |  | 1

## L. Mt. Garibaldi
Column1 | Column2 | Column3 | Column4 | Column5 | Column6 | Column7 | Column8 | Column52
| GEOTHERMAL DECISION MATRIX WORKSHEET | Comments | Favourable | Unfavourable | Potential time commitment to resolve (days; months; years) | Cost (High, Med, Low) | ADDITIONAL NOTES OR COMMENTS | Numerical favourability index
| AREA OF INTEREST: | Mt. Garibaldi
| Nearest community name: | Squamish
| Nearest large community: | North Vancouver
| Topographic map sheets (name and code) : | Cheakamus River, 092G14
| Geological map sheets (name and code) | 92G.085
Mt. Garibaldi
A. | Resource potential | [6 empty] | 2.3571
A.1 | General geological setting | young volcanism nearby and large structures | [5 empty] | 5
A.2 | Size/potential/type | no identified reservoir; rumours of warm springs and warm ground east of the volcano have never been verified; possibility of warm ground near Table Meadows (south of Mt Price) a post glacial strato volcano. | [5 empty] | 0
A.3 | Temperature gradient/ Heat flow data | some heat flow data to the east near Mt. Cayley show 33-59 C/km; hot springs give T up to 28C | [5 empty] | 3
A.4 | Water & Gas chemistry | none | [5 empty] | 0
A.5 | Mineral indicators and/or surface alteration | none known; mercury and arsenic anomalies near Brohm Lake | [5 empty] | 3
A.6 | Surface thermal features (type, temperature) | none known | [5 empty] | 0
A.7 | Surface spring flow rates and Resource recharge | no surface springs | [5 empty] | 0
A.8 | 3D permeability (heat exchange potential) | unknown reservoir | [5 empty] | 3
A.9 | Recent magmatism | yes; youngest is post glacial (<10k) | [5 empty] | 5
A.10 | Structural setting / seismic / tectonics | young volcanism nearby and large structures | [5 empty] | 5
A.11 | Geophysics (type and interpretation if available) | Seismic done in mid '90s identified a "bright spot" to the north. | [5 empty] | 5
A.12 | Potential Resource host rocks | crystalline basement rocks | [5 empty] | 3
A.13 | Potential drilling issues | access; landslide hazards (Cheekye Fan) | [5 empty] | 0
A.14 | Brief description of geological setting of thermal features (i.e. springs emanate from fluvial gravels; beside a river; etc.) | young volcanic center with post glacial volcanism; significant alteration at head of Cheekye fan leads to major instability. | [5 empty] | 1
B. | Exploration Uncertainty (Risk) | [6 empty] | 0.85714
B.1 | Degree of identification of resources/reserves | no reservoir has been identified | [5 empty] | 1
B.2 | Likelihood of covering Resource with concession | western slopes can be covered but Garibaldi Provincial park occupies most prospective ground. | [5 empty] | 0
B.3 | Expected authorization date | unknown | [5 empty] | 0
B.4 | Specific timing of exploration (2 + 2 years, BC 8 years, etc.) | depends if development possible outside of Park, 7yr | [5 empty] | 1
B.5 | Degree of previous exploration (can be good or bad) | minimal, requires drilling for confirmation of resource | [5 empty] | 1
B.6 | Surface Operational capacity (enough stable area for drilling and facilities planned?) | Potentially, but would require planning. western slopes are steep; Cheekye fan instability | [5 empty] | 2
B.7 | Exploration to exploitation (Difficult to easy) | small probability of finding resource of <80C | [5 empty] | 1
C. | Environmental Issues | [6 empty] | 3
C.1 | Protected areas (type and classification) | many provincial parks in vicinity, largest is Garibaldi Prov. Park (8 km), closest is Brackendale Eagles Prov. Park 2 km from potential transmission/piping route. | [5 empty] | 2
C.2 | Endangered species | some plants (4-10 km away) | [5 empty] | 3
C.3 | Geothermal surface features | none known. Nearest hot springs 48 km away. | [5 empty] | 5
C.4 | Other | river crossings with salmon. Wildlife habitat area for Marbled Murrelet ~2 km from proposed resource area. | [5 empty] | 2
D. | Geothermal Area - Bidding and/or type of land holding (private/gov/lease/etc.) | [6 empty] | 3
D.1 | Bidding Area | no existing geothermal tracts. Permission to use Crown land is obtained by application under the Land Act (LA); target would be lower temperature < 80°C resource. | [5 empty] | 3
D.2 | Electrical generation potential? Competition or collaboration possible from Companies present | yes, geothermal exploration has been undertaken, no development underway, but not favourable economics (see KWL report). | [5 empty] | 1
D.3 | Other claim rights(Mining and/or Oil) | none known | [5 empty] | 5
E. | Market | [6 empty] | 4
E.1 | Potential commodities for direct use applications | local forest products (mushrooms, plants, fish and logging); close population; good access. | [5 empty] | 5
E.2 | Political stability and community relationship to development | First nations interest; highway is a major tourist corridor; Squamish is committed to preservation of outdoor recreation "Hard wired for Adventure" | [5 empty] | 3
E.3 | Time Limits? (Business agreements, Operating/generating-by deadlines?) | nothing planned | [5 empty] | 3
E.4 | Renewable energy "green value" for potential development | high; local community has been moving from resource based economy to tourism; "green value" in development. | [5 empty] | 5
F. | Transmission Line Infrastructure | [6 empty] | 1.5
F.1 | State of the Infrastructure | 500 and 300 kV with nearby substation, 5 km away but moderate to steep terrain | [5 empty] | 3
F.2 | Transmission route (distance, terrain and costs) | depends on location and type of development; relatively short transmission | [5 empty] | 3
F.3 | Wheeling power | n/a | [5 empty] | 0
F.4 | Transmission providers | n/a | [5 empty] | 0
G. | Laws governing direct-use renewable energy sources | [6 empty] | 3.4286
G.1 | General Criteria of the Geothermal Law | important aspect is the temperature criteria; under 80 C Crown Land Tenure; above geothermal law. | [5 empty] | 3
G.2 | General Criteria of the water resources law | need a water use licence | [5 empty] | 3
G.3 | Direct sales possible | yes, with a licence | [5 empty] | 3
G.4 | Carbon credits | BC Carbon Registry (new, in place 2016), Carbon Tax | [5 empty] | 4
G.5 | Lease time and ability to renew or extend exploration licence | geothermal lease expired, could be done under land act tenure | [5 empty] | 3
G.6 | Issues (and timing) related to conversion from exploration to exploitation | If done under a geothermal lease specific work program is required. | [5 empty] | 3
G.7 | Time frame for exploitation licence | Crown land tenure takes weeks to months, depending on the length of tenure requested; lease up to 30 years; Provincial Park | [5 empty] | 5
H. | Community Issues | [6 empty] | 2.7778
H.1 | Indigenous Law and Indigenous Development Areas | Squamish nation in Stage 3 BC treaty negotiation | [5 empty] | 1
H.2 | Land claims | Stage 3 treaty negotiations | [5 empty] | 1
H.3 | Community action | Squamish as a community plan with GHGE reduction target; no mention of geothermal, but do have an energy action committee; BC Government funding in 2013 to assess renewal energy options https://news.gov.bc.ca/stories/clean-energy-opportunities-for-11-first-nations-communities. Squamish Nation; Lil'wat First Nations; have been looking into renewal energy options. | [5 empty] | 5
H.4 | Surface Rights | crown land; provincial parks | [5 empty] | 3
H.5 | Visual considerations | logging in valley | [5 empty] | 3
H.6 | Tourism | significant hiking, skiing, biking as well as along corridor to Whistler | [5 empty] | 3
H.7 | Traditional use area: trapping, hunting, food and medicinal plants, fishing activities | 2001 Squamish Nation developed stewardship plan http://www.squamish.net/about-us/our-land/xay-temixw-sacred-land-land-use-plan/ | [5 empty] | 3
H.8 | Traditional use area: Community sacred site, gathering place or event sites | as above | [5 empty] | 3
H.9 | Traditional use area: archeology sites and other areas of significance | as above | [5 empty] | 3
I. | Water rights | [6 empty] | 5
I.1 | availability for proposed development | 2 current water licenses, 8 applications within 5 km. | [5 empty] | 5
I.2 | availability for drilling | yes, with a licence | [5 empty] | 5
J. | Engineering | [6 empty] | 1.6
J.1 | Development proposal and design | no development proposed | [5 empty] | 0
J.2 | Construction issues | steep terrain; gravel access road subject to washouts. | [5 empty] | 1
J.3 | Transportation issues | main highway; fully maintained year round; subsidiary roads are not maintained. | [5 empty] | 1
J.4 | Architectural Issues (blend/hide into environment? Local styles? Etc.) | none known; but visual considerations would be important | [5 empty] | 3
J.5 | Special construction issues (heat exchanger & full injection) | none known; but would need to fit into natural setting of area and tourist values. | [5 empty] | 3
K. | Non electrical infrastructure (roads and habitation) | [6 empty] | 4
K.1 | Nearest large community > 50,000 | North Vancouver | [5 empty] | 5
K.2 | nearest community and size | Squamish population 17,158 (2011) | [5 empty] | 2
K.3 | Nearest road and condition | main highway; fully maintained year round | [5 empty] | 5
K.4 | Current access conditions (restrictions) | some logging roads access the west flank. Surrounded by Parks. | [5 empty] | 3
K.5 | Terrain and distance factor for road building | No new road requirement. | [5 empty] | 5
L. | Development Finance | [6 empty] | 0
L.1 | Development value (greenhouses; tourism; heating; etc.) | [6 empty] | 0
L.2 | Market price for similar commodities not using direct-use heat | [6 empty] | 0
L.3 | Green power premium for commodity? | [6 empty] | 0
L.4 | Commodity price | [6 empty] | 0
L.5 | Marketing implications | [6 empty] | 0
L.6 | Estimated size of resource | [6 empty] | 0
L.7 | Are there any green use incentives? | [6 empty] | 0
L.8 | Grants | [6 empty] | 0
L.9 | Tax holidays | [6 empty] | 0
L.10 | Tax relief | [6 empty] | 0
L.11 | Loan guarantees | [6 empty] | 0
L.12 | Royalties/Fees | [6 empty] | 0
L.13 | General idea of royalties | [6 empty] | 0
L.14 | Private land owner or government land | [6 empty] | 0
L.15 | Tax rate in the country | [6 empty] | 0
L.16 | Transmission Tariffs | [6 empty] | 0
M. | Maps | [6 empty] | 5
M.1 | Regional topographic map showing population centres, roads and other infrastructure including electrical grid and nearest substation and/or generating station. (1:500,000?) | [6 empty] | 5
M.2 | Regional map showing land tenure in area – geothermal concessions, mining concessions, private land holds, public or national lands (parks) (1:500,000?) | [6 empty] | 5
M.3 | Regional geological map (1:250 or 500,000?) | [6 empty] | 5
M.4 | Detailed geological map of the immediate area of the concessions (1:50,000 or 100,000) | [6 empty] | 5
N. | Other issues and considerations | [6 empty] | 3.6667
N.1 | Spatial concentration of potential customers | Squamish is a major tourist centre; | [5 empty] | 5
N.2 | Distance to market for prospective commodities | gravel roads along west flank not maintained in winter | [5 empty] | 1
N.3 | Costs to potential customers to receive Direct-use benefits | close population and high tourist visitation | [5 empty] | 5
| OVERALL COMMENTS/ASSESSMENT | proximity to Squamish and major route to Whistler makes this area worth some additional investigation along the west flanks of Garibaldi.

## L. Area Summary
| DRAFT EXAMPLE GEOTHERMAL DECSION MATRIX WORKSHEET | Numerical favourability index |  | Transmission Line | Finance & Regulations | Environmental | Community | Resource | Roading access & Constructability
| AREA OF INTEREST | Mt. Garibaldi
| Nearest community name | Squamish | INDEX # USED | F | D+E+G+L | C | H | A+B+M | I+J+K+N
| Country/state/community | North Vancouver |  | 1.5 | 2.8571 | 3 | 2.7778 | 2.7381 | 3.5667
| Topographic map sheets (name and code) | Cheakamus River, 092G14
| Geological map sheets (name and code) | 92G.085
Mt. Garibaldi
A. | Resource potential | 2.3571
A.1 | General geological setting | 5
A.2 | Size/potential/type | 0
A.3 | Temperature gradient/ Heat flow data | 3
A.4 | Water & Gas chemistry | 0
A.5 | Mineral indicators and/or surface alteration | 3
A.6 | Surface thermal features (type, temperature) | 0
A.7 | Surface spring flow rates and Resource recharge | 0
A.8 | 3D permeability (heat exchange potential) | 3
A.9 | Recent magmatism | 5
A.10 | Structural setting / seismic / tectonics | 5
A.11 | Geophysics (type and interpretation if available) | 5
A.12 | Potential Resource host rocks | 3
A.13 | Potential drilling issues | 0
A.14 | Brief description of geological setting of thermal features (i.e. springs emanate from fluvial gravels; beside a river; etc.) | 1
B. | Exploration Uncertainty (Risk) | 0.85714
B.1 | Degree of identification of resources/reserves | 1
B.2 | Likelihood of covering Resource with concession | 0
B.3 | Expected authorization date | 0
B.4 | Specific timing of exploration (2 + 2 years, BC 8 years, etc.) | 1
B.5 | Degree of previous exploration (can be good or bad) | 1
B.6 | Surface Operational capacity (enough stable area for drilling and facilities planned?) | 2
B.7 | Exploration to exploitation (Difficult to easy) | 1
C. | Environmental Issues | 3
C.1 | Protected areas (type and classification) | 2
C.2 | Endangered species | 3
C.3 | Geothermal surface features | 5
C.4 | Other | 2
D. | Geothermal Area - Bidding and/or type of land holding (private/government/lease/etc.) | 3
D.1 | Bidding Area | 3
D.2 | Electrical generation potential? Competition or collaboration possible from Companies present | 1
D.3 | Other claim rights(Mining and/or Oil) | 5
E. | Market | 5
E.1 | Potential commodities for direct use applications | 0
E.2 | Political stability and community relationship to development | 4
E.3 | Time Limits? (Business agreements, Operating/generating-by deadlines?) | 5
E.4 | Renewal energy "green value" for potential development | 3
F. | Transmission Line Infrastructure | 1.5
F.1 | State of the Infrastructure | 3
F.2 | Transmission route (distance, terrain and costs) | 3
F.3 | Wheeling power | 0
F.4 | Transmission providers | 0
G. | Laws governing direct-use renewable energy sources | 3.4286
G.1 | General Criteria of the Geothermal Law | 3
G.2 | General Criteria of the water resources law | 3
G.3 | Direct sales possible | 3
G.4 | Carbon credits | 4
G.5 | Lease time and ability to renew or extend exploration licence | 3
G.6 | Issues (and timing) related to conversion from exploration to exploitation | 3
G.7 | Time frame for exploitation licence | 5
H. | Community Issues | 2.7778
H.1 | Indigenous Law and Indigenous Development Areas | 1
H.2 | Land claims | 1
H.3 | Community action | 5
H.4 | Surface Rights | 3
H.5 | Visual considerations | 3
H.6 | Tourism | 3
H.7 | Traditional use area: trapping, hunting, food and medicinal plants, fishing activities | 3
H.8 | Traditional use area: Community sacred site, gathering place or event sites | 3
H.9 | Traditional use area: archeology sites and other areas of significance | 3
I. | Water rights | 5
I.1 | availability for proposed development | 5
I.2 | availability for drilling | 5
J. | Engineering | 1.6
J.1 | Development proposal and design | 0
J.2 | Construction issues | 1
J.0 | Transportation issues | 1
J.4 | Architectural Issues (blend/hide into environment? Local styles? Etc.) | 3
J.5 | Special construction issues (heat exchanger & full injection) | 3
K. | Non electrical infrastructure (roads and habitation) | 4
K.1 | Nearest large community > 50,000 | 5
K.2 | nearest community and size | 2
K.0 | Nearest road and condition | 5
K.4 | Current access conditions (restrictions) | 3
K.5 | Terrain and distance factor for road building | 5
L. | Development Finance | 0
L.1 | Development value (greenhouses; tourism; heating; etc.) | 0
L.2 | Market price for similar commodities not using direct-use heat | 0
L.3 | Green power premium for commodity? | 0
L.4 | Commodity price | 0
L.5 | Marketing implications | 0
L.6 | Estimated size of resource | 0
L.7 | Are there any green use incentives? | 0
L.8 | Grants | 0
L.9 | Tax holidays | 0
L.10 | Tax relief | 0
L.11 | Loan guarantees | 0
L.12 | Royalties/Fees | 0
L.13 | General idea of royalties | 0
L.14 | Private land owner or government land | 0
L.15 | Tax rate in the country | 0
L.16 | Transmission Tariffs | 0
M. | Maps | 5
M.1 | Regional topographic map showing population centres, roads and other infrastructure including electrical grid and nearest substation and/or generating station. (1:500,000?) | 5
M.2 | Regional map showing land tenure in area – geothermal concessions, mining concessions, private land holds, public or national lands (parks) (1:500,000?) | 5
M.3 | Regional geological map (1:250 or 500,000?) | 5
M.4 | Detailed geological map of the immediate area of the concessions (1:50,000 or 100,000) | 5
N. | Other issues and considerations | 3.6667
N.1 |  | 5
N.2 |  | 1
N.3 |  | 5

## M. Mt. Silverthrone
Column1 | Column2 | Column3 | Column4 | Column5 | Column6 | Column7 | Column8 | Column52
| GEOTHERMAL DECISION MATRIX WORKSHEET | Comments | Favourable | Unfavourable | Potential time commitment to resolve (days; months; years) | Cost (High, Med, Low) | ADDITIONAL NOTES OR COMMENTS | Numerical favourability index
| AREA OF INTEREST: | Mt. Silverthrone
| Nearest community name: | Campbell River
| Nearest large community: | Vancouver
| Topographic map sheets (name and code) : | Klinaklini Glacier, 092N05
| Geological map sheets (name and code) | 92N.022
Mt. Silverthrone
A. | Resource potential | [6 empty] | 2.8571
A.1 | General geological setting | young volcanism around Franklin Glacier as well as major caldera complex at Silverthrone and large structures | [5 empty] | 5
A.2 | Size/potential/type | small to medium from electrical potential | [5 empty] | 3
A.3 | Temperature gradient/ Heat flow data | limited data; may be northern limit of Garibaldi volcanic belt; young volcanism along coastal areas (for example Milbanke sound) | [5 empty] | 3
A.4 | Water & Gas chemistry | extensive alteration near volcanic center | [5 empty] | 3
A.5 | Mineral indicators and/or surface alteration | yes; around Silverthrone volcano and Hoodoo Creek | [5 empty] | 3
A.6 | Surface thermal features (type, temperature) | Hoodoo creek has most significant features | [5 empty] | 3
A.7 | Surface spring flow rates and Resource recharge | no flow rates reported | [5 empty] | 2
A.8 | 3D permeability (heat exchange potential) | unknown reservoir | [5 empty] | 2
A.9 | Recent magmatism | yes; youngest is just post glacial (<10k) | [5 empty] | 5
A.10 | Structural setting / seismic / tectonics | young volcanism nearby and large structures | [5 empty] | 5
A.11 | Geophysics (type and interpretation if available) | no information | [5 empty] | 0
A.12 | Potential Resource host rocks | crystalline basement rocks | [5 empty] | 3
A.13 | Potential drilling issues | access; rugged terrain | [5 empty] | 0
A.14 | Brief description of geological setting of thermal features (i.e. springs emanate from fluvial gravels; beside a river; etc.) | springs are associated with young volcanism at Silverthrone (or Franklin Glacier); Silverthrone is an evolved center of dacite and rhyolite. | [5 empty] | 3
B. | Exploration Uncertainty (Risk) | [6 empty] | 1.1429
B.1 | Degree of identification of resources/reserves | no reservoir has been identified | [5 empty] | 1
B.2 | Likelihood of covering Resource with concession | geothermal concession but has been cancelled. | [5 empty] | 3
B.3 | Expected authorization date | unknown | [5 empty] | 0
B.4 | Specific timing of exploration (2 + 2 years, BC 8 years, etc.) | 7 yr., dependent on permitting, access. | [5 empty] | 1
B.5 | Degree of previous exploration (can be good or bad) | Geological mapping | [5 empty] | 1
B.6 | Surface Operational capacity (enough stable area for drilling and facilities planned?) | difficult in areas of springs but closer to Klinaklina River may be possible. Little infrastructure. | [5 empty] | 1
B.7 | Exploration to exploitation (Difficult to easy) | good possibility of finding resource of <80C, very remote area. | [5 empty] | 1
C. | Environmental Issues | [6 empty] | 2
C.1 | Protected areas (type and classification) | conservancy area around head of Knight inlet , proposed transmission/piping line in section of Elk falls Provincial Park, Rock Bay marine Provincial park <1km from proposed transmission/piping line. | [5 empty] | 1
C.2 | Endangered species | plants at risk within 5 km, amphibians possible | [5 empty] | 2
C.3 | Geothermal surface features | yes, but Hoodoo has very difficult access (no soaking pools due to topography); Klinaklina also difficult access. | [5 empty] | 3
C.4 | Other | many river crossing with salmon, proposed wildlife habitat area for Marbled Murrelet <3km away from proposed transmission/piping. | [5 empty] | 2
D. | Geothermal Area - Bidding and/or type of land holding (private/gov/lease/etc.) | [6 empty] | 3
D.1 | Bidding Area | cancelled geothermal lease. Permission to use Crown land is obtained by application under the Land Act (LA); target would be lower temperature < 80°C resource. | [5 empty] | 3
D.2 | Electrical generation potential? competition or collaboration possible from Companies present | yes, geothermal exploration has been undertaken, no development underway, but not favourable economics (see KWL report) | [5 empty] | 1
D.3 | Other claim rights (Mining and/or Oil) | none known | [5 empty] | 5
E. | Market | [6 empty] | 1.75
E.1 | Potential commodities for direct use applications | local forest products (mushrooms, plants, fish and logging); no close population; remote and limited access. | [5 empty] | 3
E.2 | Political stability and community relationship to development | First nations interest; no population close by. | [5 empty] | 1
E.3 | Time Limits? (Business agreements, Operating/generating-by deadlines?) | nothing planned | [5 empty] | 3
E.4 | Renewable energy "green value" for potential development | n/a | [5 empty] | 0
F. | Transmission Line Infrastructure | [6 empty] | 0
F.1 | State of the Infrastructure | no close transmission >150 km away | [5 empty] | 0
F.2 | Transmission route (distance, terrain and costs) | would need a submarine cable to bring to site | [5 empty] | 0
F.3 | Wheeling power | n/a | [5 empty] | 0
F.4 | Transmission providers | n/a | [5 empty] | 0
G. | Laws governing direct-use renewable energy sources | [6 empty] | 3.4286
G.1 | General Criteria of the Geothermal Law | important aspect is the temperature criteria; under 80 C Crown Land Tenure; above geothermal law. | [5 empty] | 3
G.2 | General Criteria of the water resources law | need a water use licence | [5 empty] | 3
G.3 | Direct sales possible | yes, with a licence | [5 empty] | 3
G.4 | Carbon credits | BC Carbon Registry (new, in place 2016), Carbon Tax | [5 empty] | 4
G.5 | Lease time and ability to renew or extend exploration licence | geothermal lease expired, could be done under Land Act tenure | [5 empty] | 3
G.6 | Issues (and timing) related to conversion from exploration to exploitation | If done under a geothermal lease specific work program is required. | [5 empty] | 3
G.7 | Time frame for exploitation licence | Crown land tenure takes weeks to months, depending on the length of tenure requested; lease up to 30 years; Provincial Park | [5 empty] | 5
H. | Community Issues | [6 empty] | 2.5556
H.1 | Indigenous Law and Indigenous Development Areas | Da'naxda'xw/Awaetlala First Nation Stage 4 in BC treaty negotiation | [5 empty] | 3
H.2 | Land claims | Nanwakolas and Tl'etinqox-T'in Government Office (Anahim Band) assert territorial rights but not in treaty negotiation. | [5 empty] | 1
H.3 | Community action | Campbell River has a community plan with GHGE reduction target | [5 empty] | 5
H.4 | Surface Rights | crown land; conservancy area | [5 empty] | 3
H.5 | Visual considerations | logging in valley, remote area | [5 empty] | 2
H.6 | Tourism | very limited; remote area | [5 empty] | 0
H.7 | Traditional use area: trapping, hunting, food and medicinal plants, fishing activities | asserted right in area | [5 empty] | 3
H.8 | Traditional use area: Community sacred site, gathering place or event sites | as above | [5 empty] | 3
H.9 | Traditional use area: archeology sites and other areas of significance | as above | [5 empty] | 3
I. | Water rights | [6 empty] | 5
I.1 | availability for proposed development | No existing water licenses | [5 empty] | 5
I.2 | availability for drilling | yes, with a licence | [5 empty] | 5
J. | Engineering | [6 empty] | 1.2
J.1 | Development proposal and design | no development proposed | [5 empty] | 0
J.2 | Construction issues | steep terrain; old logging roads; remote | [5 empty] | 0
J.3 | Transportation issues | access by water/old logging roads | [5 empty] | 0
J.4 | Architectural Issues (blend/hide into environment? Local styles? Etc.) | none known | [5 empty] | 3
J.5 | Special construction issues (heat exchanger & full injection) | none known | [5 empty] | 3
K. | Non electrical infrastructure (roads and habitation) | [6 empty] | 1.4
K.1 | Nearest large community > 50,000 | Vancouver (by boat and highway) | [5 empty] | 3
K.2 | nearest community and size | Campbell River population in 2011 was 31,188; access is by boat | [5 empty] | 1
K.3 | Nearest road and condition | marine access to Vancouver Island highway; unpaved logging roads within site distance. | [5 empty] | 1
K.4 | Current access conditions (restrictions) | 165 km on existing unpaved roads of unknown condition. | [5 empty] | 1
K.5 | Terrain and distance factor for road building | marine access to Vancouver Island highway; condition of existing roads unknown | [5 empty] | 1
L. | Development Finance | [6 empty] | 0
L.1 | Development value (greenhouses; tourism; heating; etc.) | [6 empty] | 0
L.2 | Market price for similar commodities not using direct-use heat | [6 empty] | 0
L.3 | Green power premium for commodity? | [6 empty] | 0
L.4 | Commodity price | [6 empty] | 0
L.5 | Marketing implications | [6 empty] | 0
L.6 | Estimated size of resource | [6 empty] | 0
L.7 | Are there any green use incentives? | [6 empty] | 0
L.8 | Grants | [6 empty] | 0
L.9 | Tax holidays | [6 empty] | 0
L.10 | Tax relief | [6 empty] | 0
L.11 | Loan guarantees | [6 empty] | 0
L.12 | Royalties/Fees | [6 empty] | 0
L.13 | General idea of royalties | [6 empty] | 0
L.14 | Private land owner or government land | [6 empty] | 0
L.15 | Tax rate in the country | [6 empty] | 0
L.16 | Transmission Tariffs | [6 empty] | 0
M. | Maps | [6 empty] | 5
M.1 | Regional topographic map showing population centres, roads and other infrastructure including electrical grid and nearest substation and/or generating station. (1:500,000?) | [6 empty] | 5
M.2 | Regional map showing land tenure in area – geothermal concessions, mining concessions, private land holds, public or national lands (parks) (1:500,000?) | [6 empty] | 5
M.3 | Regional geological map (1:250 or 500,000?) | [6 empty] | 5
M.4 | Detailed geological map of the immediate area of the concessions (1:50,000 or 100,000) | [6 empty] | 5
N. | Other issues and considerations | [6 empty] | 0.33333
N.1 | Spatial concentration of potential customers | very remote location; marine access | [5 empty] | 0
N.2 | Distance to market for prospective commodities | marine access to Vancouver Island highway | [5 empty] | 1
N.3 | Costs to potential customers to receive Direct-use benefits | high due to distance from population | [5 empty] | 0
| OVERALL COMMENTS/ASSESSMENT | Very remote location with no local population; limited tourist activity, very rugged (along the west side of Mount Waddington).

## M. Area Summary
| DRAFT EXAMPLE GEOTHERMAL DECISION MATRIX WORKSHEET | Numerical favourability index |  | Transmission Line | Finance & Regulations | Environmental | Community | Resource | Roading access & Constructability
| AREA OF INTEREST | Mt. Silverthrone
| Nearest community name | Campbell River | INDEX # USED | F | D+E+G+L | C | H | A+B+M | I+J+K+N
| Country/state/community | Vancouver |  | 0 | 2.8571 | 2 | 2.5556 | 3 | 1.9833
| Topographic map sheets (name and code) | Klinaklini Glacier, 092N05
| Geological map sheets (name and code) | 92N.022
Mt. Silverthrone
A. | Resource potential | 2.8571
A.1 | General geological setting | 5
A.2 | Size/potential/type | 3
A.3 | Temperature gradient/ Heat flow data | 3
A.4 | Water & Gas chemistry | 3
A.5 | Mineral indicators and/or surface alteration | 3
A.6 | Surface thermal features (type, temperature) | 3
A.7 | Surface spring flow rates and Resource recharge | 2
A.8 | 3D permeability (heat exchange potential) | 2
A.9 | Recent magmatism | 5
A.10 | Structural setting / seismic / tectonics | 5
A.11 | Geophysics (type and interpretation if available) | 0
A.12 | Potential Resource host rocks | 3
A.13 | Potential drilling issues | 0
A.14 | Brief description of geological setting of thermal features (i.e. springs emanate from fluvial gravels; beside a river; etc.) | 3
B. | Exploration Uncertainty (Risk) | 1.1429
B.1 | Degree of identification of resources/reserves | 1
B.2 | Likelihood of covering Resource with concession | 3
B.3 | Expected authorization date | 0
B.4 | Specific timing of exploration (2 + 2 years, BC 8 years, etc.) | 1
B.5 | Degree of previous exploration (can be good or bad) | 1
B.6 | Surface Operational capacity (enough stable area for drilling and facilities planned?) | 1
B.7 | Exploration to exploitation (Difficult to easy) | 1
C. | Environmental Issues | 2
C.1 | Protected areas (type and classification) | 1
C.2 | Endangered species | 2
C.3 | Geothermal surface features | 3
C.4 | Other | 2
D. | Geothermal Area - Bidding and/or type of land holding (private/government/lease/etc.) | 3
D.1 | Bidding Area | 3
D.2 | Electrical generation potential? Competition or collaboration possible from Companies present | 1
D.3 | Other claim rights(Mining and/or Oil) | 5
E. | Market | 5
E.1 | Potential commodities for direct use applications | 0
E.2 | Political stability and community relationship to development | 1.75
E.3 | Time Limits? (Business agreements, Operating/generating-by deadlines?) | 3
E.4 | Renewal energy "green value" for potential development | 1
F. | Transmission Line Infrastructure | 0
F.1 | State of the Infrastructure | 0
F.2 | Transmission route (distance, terrain and costs) | 0
F.3 | Wheeling power | 0
F.4 | Transmission providers | 0
G. | Laws governing direct-use renewable energy sources | 3.4286
G.1 | General Criteria of the Geothermal Law | 3
G.2 | General Criteria of the water resources law | 3
G.3 | Direct sales possible | 3
G.4 | Carbon credits | 4
G.5 | Lease time and ability to renew or extend exploration licence | 3
G.6 | Issues (and timing) related to conversion from exploration to exploitation | 3
G.7 | Time frame for exploitation licence | 5
H. | Community Issues | 2.5556
H.1 | Indigenous Law and Indigenous Development Areas | 3
H.2 | Land claims | 1
H.3 | Community action | 5
H.4 | Surface Rights | 3
H.5 | Visual considerations | 2
H.6 | Tourism | 0
H.7 | Traditional use area: trapping, hunting, food and medicinal plants, fishing activities | 3
H.8 | Traditional use area: Community sacred site, gathering place or event sites | 3
H.9 | Traditional use area: archeology sites and other areas of significance | 3
I. | Water rights | 5
I.1 | availability for proposed development | 5
I.2 | availability for drilling | 5
J. | Engineering | 1.2
J.1 | Development proposal and design | 0
J.2 | Construction issues | 0
J.0 | Transportation issues | 0
J.4 | Architectural Issues (blend/hide into environment? Local styles? Etc.) | 3
J.5 | Special construction issues (heat exchanger & full injection) | 3
K. | Non electrical infrastructure (roads and habitation) | 1.4
K.1 | Nearest large community > 50,000 | 3
K.2 | nearest community and size | 1
K.0 | Nearest road and condition | 1
K.4 | Current access conditions (restrictions) | 1
K.5 | Terrain and distance factor for road building | 1
L. | Development Finance | 0
L.1 | Development value (greenhouses; tourism; heating; etc.) | 0
L.2 | Market price for similar commodities not using direct-use heat | 0
L.3 | Green power premium for commodity? | 0
L.4 | Commodity price | 0
L.5 | Marketing implications | 0
L.6 | Estimated size of resource | 0
L.7 | Are there any green use incentives? | 0
L.8 | Grants | 0
L.9 | Tax holidays | 0
L.10 | Tax relief | 0
L.11 | Loan guarantees | 0
L.12 | Royalties/Fees | 0
L.13 | General idea of royalties | 0
L.14 | Private land owner or government land | 0
L.15 | Tax rate in the country | 0
L.16 | Transmission Tariffs | 0
M. | Maps | 5
M.1 | Regional topographic map showing population centres, roads and other infrastructure including electrical grid and nearest substation and/or generating station. (1:500,000?) | 5
M.2 | Regional map showing land tenure in area – geothermal concessions, mining concessions, private land holds, public or national lands (parks) (1:500,000?) | 5
M.3 | Regional geological map (1:250 or 500,000?) | 5
M.4 | Detailed geological map of the immediate area of the concessions (1:50,000 or 100,000) | 5
N. | Other issues and considerations | 0.33333
N.1 |  | 0
N.2 |  | 1
N.3 |  | 0

## N. Nazko Cone
Column1 | Column2 | Column3 | Column4 | Column5 | Column6 | Column7 | Column8 | Column52
| GEOTHERMAL DECISION MATRIX WORKSHEET | Comments | Favourable | Unfavourable | Potential time commitment to resolve (days; months; years) | Cost (High, Med, Low) | ADDITIONAL NOTES OR COMMENTS | Numerical favourability index
| AREA OF INTEREST: | Nazko Cone
| Nearest community name: | Quesnel
| Nearest large community: | Prince George
| Topographic map sheets (name and code) : | Marmot Lake, 093B13
| Geological map sheets (name and code) | 93B.092
Nazko Cone
A. | Resource potential | [6 empty] | 4
A.1 | General geological setting | young volcanism nearby and large structures; actual cinder cone is 20 km from Nazko community; in Quesnel, large faults and pozalite locality. | [5 empty] | 5
A.2 | Size/potential/type | small from electrical potential; no defined reservoir | [5 empty] | 3
A.3 | Temperature gradient/ Heat flow data | area of moderate heat flow | [5 empty] | 5
A.4 | Water & Gas chemistry | nearby gas seeps with magmatic signature but likely related to underlying limestone deposits with small magmatic influence | [5 empty] | 3
A.5 | Mineral indicators and/or surface alteration | yes; tufa deposits related to CO2 seeps | [5 empty] | 3
A.6 | Surface thermal features (type, temperature) | cold springs with CO2 seeps | [5 empty] | 3
A.7 | Surface spring flow rates and Resource recharge | very low flow rate reported; but bogs cover a substantial area. | [5 empty] | 3
A.8 | 3D permeability (heat exchange potential) | unknown reservoir | [5 empty] | 3
A.9 | Recent magmatism | youngest is Nazko dated at 7,200 yrBP; large volume post glacial flow to the NW of Nazko Cone | [5 empty] | 5
A.10 | Structural setting / seismic / tectonics | young volcanism nearby and large structures mapped | [5 empty] | 5
A.11 | Geophysics (type and interpretation if available) | regional magnetics, gravity and MT as well as seismic exist; geophysics suggest a deep-seated (400 km) low-velocity zone that may be the source of volcanism (substantiates hot spot hypothesis). | [5 empty] | 5
A.12 | Potential Resource host rocks | sedimentary basement rocks | [5 empty] | 5
A.13 | Potential drilling issues | access is by gravel logging roads. | [5 empty] | 3
A.14 | Brief description of geological setting of thermal features (i.e. springs emanate from fluvial gravels; beside a river; etc.) | Young volcanism and CO2 seeps and moderate heat flow in the area suggest that temperatures high enough for Direct-use may be accessible at depths less than 3 km. | [5 empty] | 5
B. | Exploration Uncertainty (Risk) | [6 empty] | 2.4286
B.1 | Degree of identification of resources/reserves | no reservoir has been identified | [5 empty] | 1
B.2 | Likelihood of covering Resource with concession | possible; resource review has been carried out but no obvious targets without additional geoscience; private and First Nations land holdings | [5 empty] | 3
B.3 | Expected authorization date | unknown reservoir | [5 empty] | 0
B.4 | Specific timing of exploration (2 + 2 years, BC 8 years, etc.) | 5-7 years, once permits in place | [5 empty] | 3
B.5 | Degree of previous exploration (can be good or bad) | some exploration (geophysics, geological); no targets generated | [5 empty] | 2
B.6 | Surface Operational capacity (enough stable area for drilling and facilities planned?) | no hot springs, but cold springs and CO2 seeps with magmatic signature. | [5 empty] | 3
B.7 | Exploration to exploitation (Difficult to easy) | good possibility of finding resource of <80C | [5 empty] | 5
C. | Environmental Issues | [6 empty] | 2.5
C.1 | Protected areas (type and classification) | limited within the area of interest, Puntchesakut Lake and Pinnacles Provincial Parks within 2 km of proposed transmission/piping route. | [5 empty] | 3
C.2 | Endangered species | White Sturgeon in Fraser River (proposed transmission/piping route), plants at risk | [5 empty] | 2
C.3 | Geothermal surface features | travertine and CO2 seep used by wildlife | [5 empty] | 3
C.4 | Other | river crossings with fish to access the area | [5 empty] | 2
D. | Geothermal Area - Bidding and/or type of land holding (private/gov/lease/etc.) | [6 empty] | 2.3333
D.1 | Bidding Area | no geothermal leases; private and First Nations land. Permission to use Crown land is obtained by application under the Land Act (LA); target would be lower temperature < 80°C resource. | [5 empty] | 3
D.2 | Electrical generation potential? competition or collaboration possible from Companies present | yes, geothermal exploration has been contemplated, no development underway, but not favourable economics (see KWL report) | [5 empty] | 1
D.3 | Other claim rights(Mining and/or Oil) | proposed resource area is within existing mineral/coal titles. | [5 empty] | 3
E. | Market | [6 empty] | 3.5
E.1 | Potential commodities for direct use applications | local forest products (mushrooms, plants, fish and logging); limited close population; Quesnel driving time ~1.5 hrs. | [5 empty] | 3
E.2 | Political stability and community relationship to development | First nations interest; already invested in a resource review. | [5 empty] | 5
E.3 | Time Limits? (Business agreements, Operating/generating-by deadlines?) | nothing planned; have had resource reviews and expert input | [5 empty] | 3
E.4 | Renewable energy "green value" for potential development | moderate; remote site | [5 empty] | 3
F. | Transmission Line Infrastructure | [6 empty] | 0
F.1 | State of the Infrastructure | closest transmission/substation ~100 km away | [5 empty] | 0
F.2 | Transmission route (distance, terrain and costs) | need to upgrade transmission if need for power was high | [5 empty] | 0
F.3 | Wheeling power | n/a | [5 empty] | 0
F.4 | Transmission providers | n/a | [5 empty] | 0
G. | Laws governing direct-use renewable energy sources | [6 empty] | 3.4286
G.1 | General Criteria of the Geothermal Law | important aspect is the temperature criteria; under 80 C Crown Land Tenure; above geothermal law. | [5 empty] | 3
G.2 | General Criteria of the water resources law | need a water use licence | [5 empty] | 3
G.3 | Direct sales possible | yes, with a licence | [5 empty] | 3
G.4 | Carbon credits | BC Carbon Registry (new, in place 2016), Carbon Tax | [5 empty] | 4
G.5 | Lease time and ability to renew or extend exploration licence | geothermal lease expired, could be done under Land Act tenure | [5 empty] | 3
G.6 | Issues (and timing) related to conversion from exploration to exploitation | If done under a geothermal lease specific work program is required. | [5 empty] | 3
G.7 | Time frame for exploitation licence | Crown land tenure takes weeks to months, depending on the length of tenure requested; lease up to 30 years; Provincial Park | [5 empty] | 5
H. | Community Issues | [6 empty] | 2.6667
H.1 | Indigenous Law and Indigenous Development Areas | Nazko First Nation BCTC stage 4 | [5 empty] | 1
H.2 | Land claims | asserted territory by Lhtako Dene Nation; Tsilhqot'in National government (not currently in negotiation) | [5 empty] | 1
H.3 | Community action | Nazko Nation involved in 2 resource review studies; Kunkle PhD focused on renewable energy and Aboriginal communities; Quesnel also did review of renewable energy possibilities; local interest in Pozalite deposit and potential for warm waters along major structures. | [5 empty] | 5
H.4 | Surface Rights | private and First Nations | [5 empty] | 3
H.5 | Visual considerations | logging in area | [5 empty] | 3
H.6 | Tourism | limited tourism; hunting, fishing, cross country skiing. | [5 empty] | 2
H.7 | Traditional use area: trapping, hunting, food and medicinal plants, fishing activities | First Nations assert ownership | [5 empty] | 3
H.8 | Traditional use area: Community sacred site, gathering place or event sites | as above | [5 empty] | 3
H.9 | Traditional use area: archeology sites and other areas of significance | as above | [5 empty] | 3
I. | Water rights | [6 empty] | 5
I.1 | availability for proposed development | 1 current water license in the area | [5 empty] | 5
I.2 | availability for drilling | yes, with a licence | [5 empty] | 5
J. | Engineering | [6 empty] | 1.6
J.1 | Development proposal and design | no development proposed | [5 empty] | 0
J.2 | Construction issues | steep terrain; gravel access road subject to washouts. | [5 empty] | 1
J.3 | Transportation issues | gravel road not maintained in winter | [5 empty] | 1
J.4 | Architectural Issues (blend/hide into environment? Local styles? Etc.) | none known | [5 empty] | 3
J.5 | Special construction issues (heat exchanger & full injection) | none known | [5 empty] | 3
K. | Non electrical infrastructure (roads and habitation) | [6 empty] | 3.8
K.1 | Nearest large community > 50,000 | Prince George | [5 empty] | 5
K.2 | nearest community and size | Quesnel (local population 10,000; regional adds another 13,000) | [5 empty] | 2
K.3 | Nearest road and condition | paved all weather road maintained in winter; logging roads to more remote sites | [5 empty] | 5
K.4 | Current access conditions (restrictions) | none known, 100 km from Quesnel | [5 empty] | 2
K.5 | Terrain and distance factor for road building | no new roads required | [5 empty] | 5
L. | Development Finance | [6 empty] | 0
L.1 | Development value (greenhouses; tourism; heating; etc.) | [6 empty] | 0
L.2 | Market price for similar commodities not using direct-use heat | [6 empty] | 0
L.3 | Green power premium for commodity? | [6 empty] | 0
L.4 | Commodity price | [6 empty] | 0
L.5 | Marketing implications | [6 empty] | 0
L.6 | Estimated size of resource | [6 empty] | 0
L.7 | Are there any green use incentives? | [6 empty] | 0
L.8 | Grants | [6 empty] | 0
L.9 | Tax holidays | [6 empty] | 0
L.10 | Tax relief | [6 empty] | 0
L.11 | Loan guarantees | [6 empty] | 0
L.12 | Royalties/Fees | [6 empty] | 0
L.13 | General idea of royalties | [6 empty] | 0
L.14 | Private land owner or government land | [6 empty] | 0
L.15 | Tax rate in the country | [6 empty] | 0
L.16 | Transmission Tariffs | [6 empty] | 0
M. | Maps | [6 empty] | 5
M.1 | Regional topographic map showing population centres, roads and other infrastructure including electrical grid and nearest substation and/or generating station. (1:500,000?) | [6 empty] | 5
M.2 | Regional map showing land tenure in area – geothermal concessions, mining concessions, private land holds, public or national lands (parks) (1:500,000?) | [6 empty] | 5
M.3 | Regional geological map (1:250 or 500,000?) | [6 empty] | 5
M.4 | Detailed geological map of the immediate area of the concessions (1:50,000 or 100,000) | [6 empty] | 5
N. | Other issues and considerations | [6 empty] | 2.3333
N.1 | Spatial concentration of potential customers | limited number in local communities; | [5 empty] | 2
N.2 | Distance to market for prospective commodities | paved road maintained in winter | [5 empty] | 4
N.3 | Costs to potential customers to receive Direct-use benefits | limited local population | [5 empty] | 1
| OVERALL COMMENTS/ASSESSMENT | Nazko has undertaken two geothermal reviews; both suggest the possibility of resources sufficient for Direct-use, but limited ability of the community to undertake exploration and development. Funding needed to move ahead with TG drilling to assess regional temperature gradient.

## N. Area Summary
| DRAFT EXAMPLE GEOTHERMAL DECISION MATRIX WORKSHEET | Numerical favourability index |  | Transmission Line | Finance & Regulations | Environmental | Community | Resource | Roading access & Constructability
| AREA OF INTEREST | Nazko Cone
| Nearest community name | Quesnel | INDEX # USED | F | D+E+G+L | C | H | A+B+M | I+J+K+N
| Country/state/community | Prince George |  | 0 | 2.1905 | 2.5 | 2.6667 | 3.8095 | 3.1833
| Topographic map sheets (name and code) | Marmot Lake, 093B13
| Geological map sheets (name and code) | 93B.092
Nazko Cone
A. | Resource potential | 4
A.1 | General geological setting | 5
A.2 | Size/potential/type | 3
A.3 | Temperature gradient/ Heat flow data | 5
A.4 | Water & Gas chemistry | 3
A.5 | Mineral indicators and/or surface alteration | 3
A.6 | Surface thermal features (type, temperature) | 3
A.7 | Surface spring flow rates and Resource recharge | 3
A.8 | 3D permeability (heat exchange potential) | 3
A.9 | Recent magmatism | 5
A.10 | Structural setting / seismic / tectonics | 5
A.11 | Geophysics (type and interpretation if available) | 5
A.12 | Potential Resource host rocks | 5
A.13 | Potential drilling issues | 3
A.14 | Brief description of geological setting of thermal features (i.e. springs emanate from fluvial gravels; beside a river; etc.) | 5
B. | Exploration Uncertainty (Risk) | 2.4286
B.1 | Degree of identification of resources/reserves | 1
B.2 | Likelihood of covering Resource with concession | 3
B.3 | Expected authorization date | 0
B.4 | Specific timing of exploration (2 + 2 years, BC 8 years, etc.) | 3
B.5 | Degree of previous exploration (can be good or bad) | 2
B.6 | Surface Operational capacity (enough stable area for drilling and facilities planned?) | 3
B.7 | Exploration to exploitation (Difficult to easy) | 5
C. | Environmental Issues | 2.5
C.1 | Protected areas (type and classification) | 3
C.2 | Endangered species | 2
C.3 | Geothermal surface features | 3
C.4 | Other | 2
D. | Geothermal Area - Bidding and/or type of land holding (private/government/lease/etc.) | 2.3333
D.1 | Bidding Area | 3
D.2 | Electrical generation potential? Competition or collaboration possible from Companies present | 1
D.3 | Other claim rights(Mining and/or Oil) | 3
E. | Market | 3
E.1 | Potential commodities for direct use applications | 0
E.2 | Political stability and community relationship to development | 3.5
E.3 | Time Limits? (Business agreements, Operating/generating-by deadlines?) | 3
E.4 | Renewal energy "green value" for potential development | 5
F. | Transmission Line Infrastructure | 0
F.1 | State of the Infrastructure | 0
F.2 | Transmission route (distance, terrain and costs) | 0
F.3 | Wheeling power | 0
F.4 | Transmission providers | 0
G. | Laws governing direct-use renewable energy sources | 3.4286
G.1 | General Criteria of the Geothermal Law | 3
G.2 | General Criteria of the water resources law | 3
G.3 | Direct sales possible | 3
G.4 | Carbon credits | 4
G.5 | Lease time and ability to renew or extend exploration licence | 3
G.6 | Issues (and timing) related to conversion from exploration to exploitation | 3
G.7 | Time frame for exploitation licence | 5
H. | Community Issues | 2.6667
H.1 | Indigenous Law and Indigenous Development Areas | 1
H.2 | Land claims | 1
H.3 | Community action | 5
H.4 | Surface Rights | 3
H.5 | Visual considerations | 3
H.6 | Tourism | 2
H.7 | Traditional use area: trapping, hunting, food and medicinal plants, fishing activities | 3
H.8 | Traditional use area: Community sacred site, gathering place or event sites | 3
H.9 | Traditional use area: archeology sites and other areas of significance | 3
I. | Water rights | 5
I.1 | availability for proposed development | 5
I.2 | availability for drilling | 5
J. | Engineering | 1.6
J.1 | Development proposal and design | 0
J.2 | Construction issues | 1
J.0 | Transportation issues | 1
J.4 | Architectural Issues (blend/hide into environment? Local styles? Etc.) | 3
J.5 | Special construction issues (heat exchanger & full injection) | 3
K. | Non electrical infrastructure (roads and habitation) | 3.8
K.1 | Nearest large community > 50,000 | 5
K.2 | nearest community and size | 2
K.0 | Nearest road and condition | 5
K.4 | Current access conditions (restrictions) | 2
K.5 | Terrain and distance factor for road building | 5
L. | Development Finance | 0
L.1 | Development value (greenhouses; tourism; heating; etc.) | 0
L.2 | Market price for similar commodities not using direct-use heat | 0
L.3 | Green power premium for commodity? | 0
L.4 | Commodity price | 0
L.5 | Marketing implications | 0
L.6 | Estimated size of resource | 0
L.7 | Are there any green use incentives? | 0
L.8 | Grants | 0
L.9 | Tax holidays | 0
L.10 | Tax relief | 0
L.11 | Loan guarantees | 0
L.12 | Royalties/Fees | 0
L.13 | General idea of royalties | 0
L.14 | Private land owner or government land | 0
L.15 | Tax rate in the country | 0
L.16 | Transmission Tariffs | 0
M. | Maps | 5
M.1 | Regional topographic map showing population centres, roads and other infrastructure including electrical grid and nearest substation and/or generating station. (1:500,000?) | 5
M.2 | Regional map showing land tenure in area – geothermal concessions, mining concessions, private land holds, public or national lands (parks) (1:500,000?) | 5
M.3 | Regional geological map (1:250 or 500,000?) | 5
M.4 | Detailed geological map of the immediate area of the concessions (1:50,000 or 100,000) | 5
N. | Other issues and considerations | 2.3333
N.1 |  | 2
N.2 |  | 4
N.3 |  | 1

## O. Okanagan
Column1 | Column2 | Column3 | Column4 | Column5 | Column6 | Column7 | Column8 | Column52
| GEOTHERMAL DECISION MATRIX WORKSHEET | Comments | Favourable | Unfavourable | Potential time commitment to resolve (days; months; years) | Cost (High, Med, Low) | ADDITIONAL NOTES OR COMMENTS | Numerical favourability index
| AREA OF INTEREST: | Okanagan
| Nearest community name: | Peachland
| Nearest large community: | Kelowna
| Topographic map sheets (name and code) : | Summerland, 082E12
| Geological map sheets (name and code) | 82E.061
Okanagan
A. | Resource potential | [6 empty] | 3.8571
A.1 | General geological setting | well known | [5 empty] | 5
A.2 | Size/potential/type | Springbook formation estimated 60m thick over 100 km2 area | [5 empty] | 5
A.3 | Temperature gradient/ Heat flow data | Temperature gradient estimated 50C/km, heat flow estimates 70-85 mW/m2. | [5 empty] | 5
A.4 | Water & Gas chemistry | Angel spring (aka KLO) 23C, Geothermometry calculation up to 137C. HCO3 815 mg/L, Mg 27 mg/L, Cl 4 mg/L. | [5 empty] | 5
A.5 | Mineral indicators and/or surface alteration | Extensive tufa deposits at Angel Spring. | [5 empty] | 5
A.6 | Surface thermal features (type, temperature) | Angel Spring 23C located 50 km NE of Summerland borehole EPB/GSC 495 | [5 empty] | 5
A.7 | Surface spring flow rates and Resource recharge | Artesian conditions. 3-10 L/s estimate. | [5 empty] | 3
A.8 | 3D permeability (heat exchange potential) | conduction or deep fluid circulation within sedimentary and volcanic formations. Thin permeable interbedded layers, tops of basic lavas, basal conglomerate and along faults. | [5 empty] | 3
A.9 | Recent magmatism | 50M ago | [5 empty] | 0
A.10 | Structural setting / seismic / tectonics | Lots of evidence of fracturing/faulting and graben-like structures, overall basin-and-range style setting. | [5 empty] | 5
A.11 | Geophysics (type and interpretation if available) | Regional | [5 empty] | 3
A.12 | Potential Resource host rocks | Likely basal conglomerate, also perhaps breccia lenses in fault zones. Silicate host? | [5 empty] | 3
A.13 | Potential drilling issues | naturally radioactive (heavy metal) minerals present in area previously detected in groundwater | [5 empty] | 2
A.14 | Brief description of geological setting of thermal features (i.e. springs emanate from fluvial gravels; beside a river; etc.) | Extensional environment. Okanagan Valley Fault associated with location of Angel Spring. Last known volcanic (50M ago) deposits preserved in grabens, half-grabens and cauldron-subsidence complexes. | [5 empty] | 5
B. | Exploration Uncertainty (Risk) | [6 empty] | 2
B.1 | Degree of identification of resources/reserves | Potential resource, but no viable aquifers identified yet. | [5 empty] | 1
B.2 | Likelihood of covering Resource with concession | Extent of geothermal area requires definition. Angel Spring is within Myra-Bellevue Provincial Park. | [5 empty] | 1
B.3 | Expected authorization date | No geothermal tracts nearby. | [5 empty] | 0
B.4 | Specific timing of exploration (2 + 2 years, BC 8 years, etc.) | as soon as permits can be put in place, 5-7 yr. | [5 empty] | 3
B.5 | Degree of previous exploration (can be good or bad) | Geoscientific information exists. Geothermometry studies exist. TG and heat flow data known for general area. A few gradient/exploration wells drilled but dispersed throughout basin areas. | [5 empty] | 2
B.6 | Surface Operational capacity (enough stable area for drilling and facilities planned?) | Likely | [5 empty] | 5
B.7 | Exploration to exploitation (Difficult to easy) | More resource definition required. | [5 empty] | 2
C. | Environmental Issues | [6 empty] | 2.75
C.1 | Protected areas (type and classification) | Wildlife Habitat Area approx. 3 km from potential resource location. Darke Lake Provincial Park ~10 km away. | [5 empty] | 2
C.2 | Endangered species | American Badger, Western Screech-Owl, Prairie Gentian occurrences are along proposed transmission/piping route. | [5 empty] | 2
C.3 | Geothermal surface features | Nearest hot springs approx. 70 km from potential resource area. | [5 empty] | 5
C.4 | Other | Potential transmission/piping line crosses fish bearing streams. | [5 empty] | 2
D. | Geothermal Area - Bidding and/or type of land holding (private/gov/lease/etc.) | [6 empty] | 3
D.1 | Bidding Area | No geothermal tracts nearby. Permission to use Crown land is obtained by application under the Land Act (LA); target would be lower temperature < 80°C resource. | [5 empty] | 3
D.2 | Electrical generation potential? competition or collaboration possible from Companies present | KWL report | [5 empty] | 3
D.3 | Other claim rights(Mining and/or Oil) | several mineral/coal titles in the area. | [5 empty] | 3
E. | Market | [6 empty] | 3.5
E.1 | Potential commodities for direct use applications | closest community Summerland. Greenhouses, mushroom drying, forest products etc. | [5 empty] | 3
E.2 | Political stability and community relationship to development | stable, openness to development but favourability to specific direct-use applications unestablished. | [5 empty] | 3
E.3 | Time Limits? (Business agreements, Operating/generating-by deadlines?) | None known. | [5 empty] | 3
E.4 | Renewable energy "green value" for potential development | Communities nearby favourable to green development. | [5 empty] | 5
F. | Transmission Line Infrastructure | [6 empty] | 0.5
F.1 | State of the Infrastructure | closest substation is 23 km away | [5 empty] | 1
F.2 | Transmission route (distance, terrain and costs) | 23 km of new 63 kV transmission line along existing paved road. | [5 empty] | 1
F.3 | Wheeling power | n/a | [5 empty] | 0
F.4 | Transmission providers | n/a | [5 empty] | 0
G. | Laws governing direct-use renewable energy sources | [6 empty] | 3.4286
G.1 | General Criteria of the Geothermal Law | important aspect is the temperature criteria; under 80 C Crown Land Tenure; above geothermal law. | [5 empty] | 3
G.2 | General Criteria of the water resources law | need a water use licence | [5 empty] | 3
G.3 | Direct sales possible | yes, with a licence | [5 empty] | 3
G.4 | Carbon credits | BC Carbon Registry (new, in place 2016), Carbon Tax | [5 empty] | 4
G.5 | Lease time and ability to renew or extend exploration licence | could be done under geothermal/Land Act tenure. | [5 empty] | 3
G.6 | Issues (and timing) related to conversion from exploration to exploitation | If done under a geothermal lease specific work program is required. | [5 empty] | 3
G.7 | Time frame for exploitation licence | Crown land tenure takes weeks to months, depending on the length of tenure requested; lease up to 30 years | [5 empty] | 5
H. | Community Issues | [6 empty] | 2.8889
H.1 | Indigenous Law and Indigenous Development Areas | within Westbank Stage 4 BCTC treaty area | [5 empty] | 1
H.2 | Land claims | within Okanagan Nation Alliance (Syilx) asserted territory | [5 empty] | 1
H.3 | Community action | Westbank First Nation provides Land Use Plan for communities in Summerland. Summerland signed onto BC Climate Action Charter. | [5 empty] | 4
H.4 | Surface Rights | treaty and crown land, nearby Provincial Park | [5 empty] | 3
H.5 | Visual considerations | logging areas and roads nearby. Wine country nearby. | [5 empty] | 5
H.6 | Tourism | Summerland has a significant ecotourism industry; four Provincial Park protected areas are within 6 km of the location of the proposed resource area and transmission route. (http://www.summerland.ca/) | [5 empty] | 3
H.7 | Traditional use area: trapping, hunting, food and medicinal plants, fishing activities | Westbank First Nation, Okanagan Nation Alliance | [5 empty] | 3
H.8 | Traditional use area: Community sacred site, gathering place or event sites | Westbank First Nation, Okanagan Nation Alliance | [5 empty] | 3
H.9 | Traditional use area: archeology sites and other areas of significance | Westbank First Nation, Okanagan Nation Alliance | [5 empty] | 3
I. | Water rights | [6 empty] | 5
I.1 | availability for proposed development | closest water licenses ~10 km from proposed resource area. | [5 empty] | 5
I.2 | availability for drilling | closest water licenses ~10 km from proposed resource area. | [5 empty] | 5
J. | Engineering | [6 empty] | 2.6
J.1 | Development proposal and design | no planning underway | [5 empty] | 0
J.2 | Construction issues | Short <1km road may be required. | [5 empty] | 3
J.3 | Transportation issues | Access via existing paved roads and unpaved access roads. | [5 empty] | 4
J.4 | Architectural Issues (blend/hide into environment? Local styles? Etc.) | none known | [5 empty] | 3
J.5 | Special construction issues (heat exchanger & full injection) | none known | [5 empty] | 3
K. | Non electrical infrastructure (roads and habitation) | [6 empty] | 3.4
K.1 | Nearest large community > 50,000 | Kelowna | [5 empty] | 5
K.2 | nearest community and size | Peachland (pop 5000) | [5 empty] | 2
K.3 | Nearest road and condition | unpaved existing logging road | [5 empty] | 3
K.4 | Current access conditions (restrictions) | unpaved road access to potential resource area | [5 empty] | 3
K.5 | Terrain and distance factor for road building | may require short (<1km) new road, forested, gentle to moderate slope | [5 empty] | 4
L. | Development Finance | [6 empty] | 0
L.1 | Development value (greenhouses; tourism; heating; etc.) | [6 empty] | 0
L.2 | Market price for similar commodities not using direct-use heat | [6 empty] | 0
L.3 | Green power premium for commodity? | [6 empty] | 0
L.4 | Commodity price | [6 empty] | 0
L.5 | Marketing implications | [6 empty] | 0
L.6 | Estimated size of resource | [6 empty] | 0
L.7 | Are there any green use incentives? | [6 empty] | 0
L.8 | Grants | [6 empty] | 0
L.9 | Tax holidays | [6 empty] | 0
L.10 | Tax relief | [6 empty] | 0
L.11 | Loan guarantees | [6 empty] | 0
L.12 | Royalties/Fees | [6 empty] | 0
L.13 | General idea of royalties | [6 empty] | 0
L.14 | Private land owner or government land | [6 empty] | 0
L.15 | Tax rate in the country | [6 empty] | 0
L.16 | Transmission Tariffs | [6 empty] | 0
M. | Maps | [6 empty] | 5
M.1 | Regional topographic map showing population centres, roads and other infrastructure including electrical grid and nearest substation and/or generating station. (1:500,000?) | [6 empty] | 5
M.2 | Regional map showing land tenure in area – geothermal concessions, mining concessions, private land holds, public or national lands (parks) (1:500,000?) | [6 empty] | 5
M.3 | Regional geological map (1:250 or 500,000?) | [6 empty] | 5
M.4 | Detailed geological map of the immediate area of the concessions (1:50,000 or 100,000) | [6 empty] | 5
N. | Other issues and considerations | [6 empty] | 4
N.1 | Spatial concentration of potential customers | Peachland (pop 5000), Kelowna is major center and close by | [5 empty] | 4
N.2 | Distance to market for prospective commodities | Kelowna (close by) | [5 empty] | 5
N.3 | Costs to potential customers to receive Direct-use benefits | no subsidies, short distances decrease cost. | [5 empty] | 3
| OVERALL COMMENTS/ASSESSMENT | Potential for development with nearby large market (Kelowna). Remote, requires long transmission/piping potentially. Resource requires definition.

## O. Area Summary
| DRAFT EXAMPLE GEOTHERMAL DECISION MATRIX WORKSHEET | Numerical favourability index |  | Transmission Line | Finance & Regulations | Environmental | Community | Resource | Roading access & Constructability
| AREA OF INTEREST | Okanagan
| Nearest community name | Peachland | INDEX # USED | F | D+E+G+L | C | H | A+B+M | I+J+K+N
| Country/state/community | Kelowna |  | 0.5 | 2.3571 | 2.75 | 2.8889 | 3.619 | 3.75
| Topographic map sheets (name and code) | Summerland, 082E12
| Geological map sheets (name and code) | 82E.061
Okanagan
A. | Resource potential | 3.8571
A.1 | General geological setting | 5
A.2 | Size/potential/type | 5
A.3 | Temperature gradient/ Heat flow data | 5
A.4 | Water & Gas chemistry | 5
A.5 | Mineral indicators and/or surface alteration | 5
A.6 | Surface thermal features (type, temperature) | 5
A.7 | Surface spring flow rates and Resource recharge | 3
A.8 | 3D permeability (heat exchange potential) | 3
A.9 | Recent magmatism | 0
A.10 | Structural setting / seismic / tectonics | 5
A.11 | Geophysics (type and interpretation if available) | 3
A.12 | Potential Resource host rocks | 3
A.13 | Potential drilling issues | 2
A.14 | Brief description of geological setting of thermal features (i.e. springs emanate from fluvial gravels; beside a river; etc.) | 5
B. | Exploration Uncertainty (Risk) | 2
B.1 | Degree of identification of resources/reserves | 1
B.2 | Likelihood of covering Resource with concession | 1
B.3 | Expected authorization date | 0
B.4 | Specific timing of exploration (2 + 2 years, BC 8 years, etc.) | 3
B.5 | Degree of previous exploration (can be good or bad) | 2
B.6 | Surface Operational capacity (enough stable area for drilling and facilities planned?) | 5
B.7 | Exploration to exploitation (Difficult to easy) | 2
C. | Environmental Issues | 2.75
C.1 | Protected areas (type and classification) | 2
C.2 | Endangered species | 2
C.3 | Geothermal surface features | 5
C.4 | Other | 2
D. | Geothermal Area - Bidding and/or type of land holding (private/government/lease/etc.) | 3
D.1 | Bidding Area | 3
D.2 | Electrical generation potential? Competition or collaboration possible from Companies present | 3
D.3 | Other claim rights(Mining and/or Oil) | 3
E. | Market | 3
E.1 | Potential commodities for direct use applications | 0
E.2 | Political stability and community relationship to development | 3.5
E.3 | Time Limits? (Business agreements, Operating/generating-by deadlines?) | 3
E.4 | Renewal energy "green value" for potential development | 3
F. | Transmission Line Infrastructure | 0.5
F.1 | State of the Infrastructure | 1
F.2 | Transmission route (distance, terrain and costs) | 1
F.3 | Wheeling power | 0
F.4 | Transmission providers | 0
G. | Laws governing direct-use renewable energy sources | 3.4286
G.1 | General Criteria of the Geothermal Law | 3
G.2 | General Criteria of the water resources law | 3
G.3 | Direct sales possible | 3
G.4 | Carbon credits | 4
G.5 | Lease time and ability to renew or extend exploration licence | 3
G.6 | Issues (and timing) related to conversion from exploration to exploitation | 3
G.7 | Time frame for exploitation licence | 5
H. | Community Issues | 2.8889
H.1 | Indigenous Law and Indigenous Development Areas | 1
H.2 | Land claims | 1
H.3 | Community action | 4
H.4 | Surface Rights | 3
H.5 | Visual considerations | 5
H.6 | Tourism | 3
H.7 | Traditional use area: trapping, hunting, food and medicinal plants, fishing activities | 3
H.8 | Traditional use area: Community sacred site, gathering place or event sites | 3
H.9 | Traditional use area: archeology sites and other areas of significance | 3
I. | Water rights | 5
I.1 | availability for proposed development | 5
I.2 | availability for drilling | 5
J. | Engineering | 2.6
J.1 | Development proposal and design | 0
J.2 | Construction issues | 3
J.0 | Transportation issues | 4
J.4 | Architectural Issues (blend/hide into environment? Local styles? Etc.) | 3
J.5 | Special construction issues (heat exchanger & full injection) | 3
K. | Non electrical infrastructure (roads and habitation) | 3.4
K.1 | Nearest large community > 50,000 | 5
K.2 | nearest community and size | 2
K.0 | Nearest road and condition | 3
K.4 | Current access conditions (restrictions) | 3
K.5 | Terrain and distance factor for road building | 4
L. | Development Finance | 0
L.1 | Development value (greenhouses; tourism; heating; etc.) | 0
L.2 | Market price for similar commodities not using direct-use heat | 0
L.3 | Green power premium for commodity? | 0
L.4 | Commodity price | 0
L.5 | Marketing implications | 0
L.6 | Estimated size of resource | 0
L.7 | Are there any green use incentives? | 0
L.8 | Grants | 0
L.9 | Tax holidays | 0
L.10 | Tax relief | 0
L.11 | Loan guarantees | 0
L.12 | Royalties/Fees | 0
L.13 | General idea of royalties | 0
L.14 | Private land owner or government land | 0
L.15 | Tax rate in the country | 0
L.16 | Transmission Tariffs | 0
M. | Maps | 5
M.1 | Regional topographic map showing population centres, roads and other infrastructure including electrical grid and nearest substation and/or generating station. (1:500,000?) | 5
M.2 | Regional map showing land tenure in area – geothermal concessions, mining concessions, private land holds, public or national lands (parks) (1:500,000?) | 5
M.3 | Regional geological map (1:250 or 500,000?) | 5
M.4 | Detailed geological map of the immediate area of the concessions (1:50,000 or 100,000) | 5
N. | Other issues and considerations | 4
N.1 |  | 4
N.2 |  | 5
N.3 |  | 3

## P. Sloquet Creek
Column1 | Column2 | Column3 | Column4 | Column5 | Column6 | Column7 | Column8 | Column52
| GEOTHERMAL DECISION MATRIX WORKSHEET | Comments | Favourable | Unfavourable | Potential time commitment to resolve (days; months; years) | Cost (High, Med, Low) | ADDITIONAL NOTES OR COMMENTS | Numerical favourability index
| AREA OF INTEREST: | Sloquet Creek
| Nearest community name: | Harrison Hot Springs
| Nearest large community: | Maple Ridge
| Topographic map sheets (name and code) : | Stave River, 092G09
| Geological map sheets (name and code) | 92G.079
Sloquet Creek
A. | Resource potential | [6 empty] | 3.0714
A.1 | General geological setting | well known | [5 empty] | 5
A.2 | Size/potential/type | Unknown, based on assumptions, perhaps 2 km3. | [5 empty] | 3
A.3 | Temperature gradient/ Heat flow data | no current TG data available. Geothermometry suggests 100-110C source waters. | [5 empty] | 3
A.4 | Water & Gas chemistry | water chemistry: 440 ppm SO4, 375 mg/L SO4, Cl=60mg/l | [5 empty] | 3
A.5 | Mineral indicators and/or surface alteration | Opal, gypsum and sinter. | [5 empty] | 4
A.6 | Surface thermal features (type, temperature) | 49C-71C for August Jakob's and Sloquet | [5 empty] | 5
A.7 | Surface spring flow rates and Resource recharge | 100L/min, better estimate required. | [5 empty] | 3
A.8 | 3D permeability (heat exchange potential) | Unknown | [5 empty] | 3
A.9 | Recent magmatism | 18-8M yr. ago | [5 empty] | 0
A.10 | Structural setting / seismic / tectonics | Lots of evidence of faulting in the area. | [5 empty] | 3
A.11 | Geophysics (type and interpretation if available) | Regional available. Local resistivity study but did not yield target. | [5 empty] | 2
A.12 | Potential Resource host rocks | not defined, potentially volcanic | [5 empty] | 3
A.13 | Potential drilling issues | popular recreational area | [5 empty] | 1
A.14 | Brief description of geological setting of thermal features (i.e. springs emanate from fluvial gravels; beside a river; etc.) | Location of springs possibly controlled by faulting along creek, water flows from vertical fractures and accompanied by sulfurous odor and sinter deposits. | [5 empty] | 5
B. | Exploration Uncertainty (Risk) | [6 empty] | 2.8571
B.1 | Degree of identification of resources/reserves | Surface manifestation but resource not defined. Need to define depths of water <80C. | [5 empty] | 2
B.2 | Likelihood of covering Resource with concession | Mineral titles north and east by gold exploration company. Not located within protected park area. First Nation consultation will be required. | [5 empty] | 4
B.3 | Expected authorization date | unknown | [5 empty] | 0
B.4 | Specific timing of exploration (2 + 2 years, BC 8 years, etc.) | 5-6 years if not permitting issues. | [5 empty] | 3
B.5 | Degree of previous exploration (can be good or bad) | Gold exploration north of springs, no focus on geothermal reservoir definition. | [5 empty] | 3
B.6 | Surface Operational capacity (enough stable area for drilling and facilities planned?) | River valley is heavily forested but logging activity may provide clearings and access roads. | [5 empty] | 4
B.7 | Exploration to exploitation (Difficult to easy) | Access, community acceptance, active mineral exploration, but reservoir still requires definition | [5 empty] | 4
C. | Environmental Issues | [6 empty] | 3
C.1 | Protected areas (type and classification) | Garibaldi and Golden Ears Provincial Parks ~5 km away. | [5 empty] | 2
C.2 | Endangered species | Pygmy Longfin Smelt area 8 km away. | [5 empty] | 4
C.3 | Geothermal surface features | yes, very popular recreational area. | [5 empty] | 3
C.4 | Other | nearest Wildlife Habitat Area (Spotted Owl) ~15 km away, Sloquet creek contains spawning locations for various species of Salmon. Mountain goat habitat ~2 km away. Multiple Mule Deer habitats 2-10 km away. | [5 empty] | 3
D. | Geothermal Area - Bidding and/or type of land holding (private/gov/lease/etc.) | [6 empty] | 3
D.1 | Bidding Area | No geothermal tracts in the area. Permission to use Crown land is obtained by application under the Land Act (LA); target would be lower temperature < 80°C resource. | [5 empty] | 3
D.2 | Electrical generation potential? competition or collaboration possible from Companies present | Hydro-electric development nearby. KWL report. | [5 empty] | 3
D.3 | Other claim rights(Mining and/or Oil) | Within mineral/coal title claims. | [5 empty] | 3
E. | Market | [6 empty] | 3.5
E.1 | Potential commodities for direct use applications | Closest community Harrison Lake is small (pop 1500) | [5 empty] | 3
E.2 | Political stability and community relationship to development | First Nations interest, but consultations will be required. | [5 empty] | 3
E.3 | Time Limits? (Business agreements, Operating/generating-by deadlines?) | None known | [5 empty] | 3
E.4 | Renewable energy "green value" for potential development | First Nations interest, but consultations will be required. | [5 empty] | 5
F. | Transmission Line Infrastructure | [6 empty] | 3.75
F.1 | State of the Infrastructure | forestry and hydro-electric access nearby | [5 empty] | 5
F.2 | Transmission route (distance, terrain and costs) | <1 km to Innergex 138 kV transmission line | [5 empty] | 5
F.3 | Wheeling power | n/a | [5 empty] | 0
F.4 | Transmission providers | BC Hydro | [5 empty] | 5
G. | Laws governing direct-use renewable energy sources | [6 empty] | 3.4286
G.1 | General Criteria of the Geothermal Law | important aspect is the temperature criteria; under 80 C Crown Land Tenure; above geothermal law. | [5 empty] | 3
G.2 | General Criteria of the water resources law | need a water use licence | [5 empty] | 3
G.3 | Direct sales possible | yes, with a licence | [5 empty] | 3
G.4 | Carbon credits | BC Carbon Registry (new, in place 2016), Carbon Tax | [5 empty] | 4
G.5 | Lease time and ability to renew or extend exploration licence | lease has been renewed once; could be done under crown land tenure | [5 empty] | 3
G.6 | Issues (and timing) related to conversion from exploration to exploitation | If done under a geothermal lease specific work program is required. | [5 empty] | 3
G.7 | Time frame for exploitation licence | Crown land tenure takes weeks to months, depending on the length of tenure requested; lease up to 30 years | [5 empty] | 5
H. | Community Issues | [6 empty] | 2.8889
H.1 | Indigenous Law and Indigenous Development Areas | different stages; two groups (In-SHUCK-ch, Stó:lō) | [5 empty] | 1
H.2 | Land claims | within asserted territory areas of In-SHUCK-ch, Stó:lō Nations, St'at'imc Chiefs Council, Sts'ailes band. | [5 empty] | 1
H.3 | Community action | Sloquet hot springs run as joint venture between BC govt and First Nations. Tsek' (Skookumchuck) hot springs nearby run by In-SHUCK-ch Nation. | [5 empty] | 4
H.4 | Surface Rights | treaty and crown land | [5 empty] | 3
H.5 | Visual considerations | lots of forestry and hydro-electric access | [5 empty] | 5
H.6 | Tourism | springs used for bathing. | [5 empty] | 3
H.7 | Traditional use area: trapping, hunting, food and medicinal plants, fishing activities | In-SHUCK-ch, Stó:lō Nations bands, Lillooet Tribal Council, St'at'imc Chiefs Council and Sts'ailes. | [5 empty] | 3
H.8 | Traditional use area: Community sacred site, gathering place or event sites | In-SHUCK-ch, Stó:lō Nations bands, Lillooet Tribal Council, St'at'imc Chiefs Council and Sts'ailes. | [5 empty] | 3
H.9 | Traditional use area: archeology sites and other areas of significance | In-SHUCK-ch, Stó:lō Nations bands, Lillooet Tribal Council, St'at'imc Chiefs Council and Sts'ailes. | [5 empty] | 3
I. | Water rights | [6 empty] | 5
I.1 | availability for proposed development | No water licenses in the area | [5 empty] | 5
I.2 | availability for drilling | Yes, with a water license. | [5 empty] | 5
J. | Engineering | [6 empty] | 2.8
J.1 | Development proposal and design | no planning underway | [5 empty] | 0
J.2 | Construction issues | nearby access | [5 empty] | 4
J.3 | Transportation issues | nearby access | [5 empty] | 4
J.4 | Architectural Issues (blend/hide into environment? Local styles? Etc.) | none known | [5 empty] | 3
J.5 | Special construction issues (heat exchanger & full injection) | none known | [5 empty] | 3
K. | Non electrical infrastructure (roads and habitation) | [6 empty] | 3
K.1 | Nearest large community > 50,000 | Maple Ridge, BC | [5 empty] | 4
K.2 | nearest community and size | Harrison Lake, BC (has hot spring resort area) | [5 empty] | 2
K.0 | Nearest road and condition | nearest logging unpaged road within 1 km of resource area. Road to Harrison Hot Springs not maintained in winter. | [5 empty] | 3
K.4 | Current access conditions (restrictions) | Via existing unpaved logging roads. Road to Harrison Hot Springs not maintained in winter. | [5 empty] | 3
K.5 | Terrain and distance factor for road building | No new road construction required, but road to Harrison will need upgrading as it is prone to washouts. | [5 empty] | 3
L. | Development Finance | [6 empty] | 0
L.1 | Development value (greenhouses; tourism; heating; etc.) | [6 empty] | 0
L.2 | Market price for similar commodities not using direct-use heat | [6 empty] | 0
L.3 | Green power premium for commodity? | [6 empty] | 0
L.4 | Commodity price | [6 empty] | 0
L.5 | Marketing implications | [6 empty] | 0
L.6 | Estimated size of resource | [6 empty] | 0
L.7 | Are there any green use incentives? | [6 empty] | 0
L.8 | Grants | [6 empty] | 0
L.9 | Tax holidays | [6 empty] | 0
L.10 | Tax relief | [6 empty] | 0
L.11 | Loan guarantees | [6 empty] | 0
L.12 | Royalties/Fees | [6 empty] | 0
L.13 | General idea of royalties | [6 empty] | 0
L.14 | Private land owner or government land | [6 empty] | 0
L.15 | Tax rate in the country | [6 empty] | 0
L.16 | Transmission Tariffs | [6 empty] | 0
M. | Maps | [6 empty] | 5
M.1 | Regional topographic map showing population centres, roads and other infrastructure including electrical grid and nearest substation and/or generating station. (1:500,000?) | [6 empty] | 5
M.2 | Regional map showing land tenure in area – geothermal concessions, mining concessions, private land holds, public or national lands (parks) (1:500,000?) | [6 empty] | 5
M.3 | Regional geological map (1:250 or 500,000?) | [6 empty] | 5
M.4 | Detailed geological map of the immediate area of the concessions (1:50,000 or 100,000) | [6 empty] | 5
N. | Other issues and considerations | [6 empty] | 1.6667
N.1 | Spatial concentration of potential customers | Harrison Lake, BC (pop 1500), rough road | [5 empty] | 2
N.2 | Distance to market for prospective commodities | Maple Ridge, BC and lower mainland, but road south is not maintained in winter. | [5 empty] | 2
N.3 | Costs to potential customers to receive Direct-use benefits | no subsidies | [5 empty] | 1
| OVERALL COMMENTS/ASSESSMENT | Undefined resource. Good potential. Recreational area. First Nations nearby are involved and may be interested in further development.

## P. Area Summary
| DRAFT EXAMPLE GEOTHERMAL DECSION MATRIX WORKSHEET | Numerical favourability index |  | Transmission Line | Finance & Regulations | Environmental | Community | Resource | Roading access & Constructability
| AREA OF INTEREST | Sloquet Creek
| Nearest community name | Harrison Hot Springs | INDEX # USED | F | D+E+G+L | C | H | A+B+M | I+J+K+N
| Country/state/community | Maple Ridge |  | 3.75 | 2.3571 | 3 | 2.8889 | 3.6429 | 3.1167
| Topographic map sheets (name and code) | Stave River, 092G09
| Geological map sheets (name and code) | 92G.079
Sloquet Creek
A. | Resource potential | 3.0714
A.1 | General geological setting | 5
A.2 | Size/potential/type | 3
A.3 | Temperature gradient/ Heat flow data | 3
A.4 | Water & Gas chemistry | 3
A.5 | Mineral indicators and/or surface alteration | 4
A.6 | Surface thermal features (type, temperature) | 5
A.7 | Surface spring flow rates and Resource recharge | 3
A.8 | 3D permeability (heat exchange potential) | 3
A.9 | Recent magmatism | 0
A.10 | Structural setting / seismic / tectonics | 3
A.11 | Geophysics (type and interpretation if available) | 2
A.12 | Potential Resource host rocks | 3
A.13 | Potential drilling issues | 1
A.14 | Brief description of geological setting of thermal features (i.e. springs emanate from fluvial gravels; beside a river; etc.) | 5
B. | Exploration Uncertainty (Risk) | 2.8571
B.1 | Degree of identification of resources/reserves | 2
B.2 | Likelihood of covering Resource with concession | 4
B.3 | Expected authorization date | 0
B.4 | Specific timing of exploration (2 + 2 years, BC 8 years, etc.) | 3
B.5 | Degree of previous exploration (can be good or bad) | 3
B.6 | Surface Operational capacity (enough stable area for drilling and facilities planned?) | 4
B.7 | Exploration to exploitation (Difficult to easy) | 4
C. | Environmental Issues | 3
C.1 | Protected areas (type and classification) | 2
C.2 | Endangered species | 4
C.3 | Geothermal surface features | 3
C.4 | Other | 3
D. | Geothermal Area - Bidding and/or type of land holding (private/government/lease/etc.) | 3
D.1 | Bidding Area | 3
D.2 | Electrical generation potential? Competition or collaboration possible from Companies present | 3
D.3 | Other claim rights(Mining and/or Oil) | 3
E. | Market | 3
E.1 | Potential commodities for direct use applications | 0
E.2 | Political stability and community relationship to development | 3.5
E.3 | Time Limits? (Business agreements, Operating/generating-by deadlines?) | 3
E.4 | Renewal energy "green value" for potential development | 3
F. | Transmission Line Infrastructure | 3.75
F.1 | State of the Infrastructure | 5
F.2 | Transmission route (distance, terrain and costs) | 5
F.3 | Wheeling power | 0
F.4 | Transmission providers | 5
G. | Laws governing direct-use renewable energy sources | 3.4286
G.1 | General Criteria of the Geothermal Law | 3
G.2 | General Criteria of the water resources law | 3
G.3 | Direct sales possible | 3
G.4 | Carbon credits | 4
G.5 | Lease time and ability to renew or extend exploration licence | 3
G.6 | Issues (and timing) related to conversion from exploration to exploitation | 3
G.7 | Time frame for exploitation licence | 5
H. | Community Issues | 2.8889
H.1 | Indigenous Law and Indigenous Development Areas | 1
H.2 | Land claims | 1
H.3 | Community action | 4
H.4 | Surface Rights | 3
H.5 | Visual considerations | 5
H.6 | Tourism | 3
H.7 | Traditional use area: trapping, hunting, food and medicinal plants, fishing activities | 3
H.8 | Traditional use area: Community sacred site, gathering place or event sites | 3
H.9 | Traditional use area: archeology sites and other areas of significance | 3
I. | Water rights | 5
I.1 | availability for proposed development | 5
I.2 | availability for drilling | 5
J. | Engineering | 2.8
J.1 | Development proposal and design | 0
J.2 | Construction issues | 4
J.0 | Transportation issues | 4
J.4 | Architectural Issues (blend/hide into environment? Local styles? Etc.) | 3
J.5 | Special construction issues (heat exchanger & full injection) | 3
K. | Non electrical infrastructure (roads and habitation) | 3
K.1 | Nearest large community > 50,000 | 4
K.2 | nearest community and size | 2
K.0 | Nearest road and condition | 3
K.4 | Current access conditions (restrictions) | 3
K.5 | Terrain and distance factor for road building | 3
L. | Development Finance | 0
L.1 | Development value (greenhouses; tourism; heating; etc.) | 0
L.2 | Market price for similar commodities not using direct-use heat | 0
L.3 | Green power premium for commodity? | 0
L.4 | Commodity price | 0
L.5 | Marketing implications | 0
L.6 | Estimated size of resource | 0
L.7 | Are there any green use incentives? | 0
L.8 | Grants | 0
L.9 | Tax holidays | 0
L.10 | Tax relief | 0
L.11 | Loan guarantees | 0
L.12 | Royalties/Fees | 0
L.13 | General idea of royalties | 0
L.14 | Private land owner or government land | 0
L.15 | Tax rate in the country | 0
L.16 | Transmission Tariffs | 0
M. | Maps | 5
M.1 | Regional topographic map showing population centres, roads and other infrastructure including electrical grid and nearest substation and/or generating station. (1:500,000?) | 5
M.2 | Regional map showing land tenure in area – geothermal concessions, mining concessions, private land holds, public or national lands (parks) (1:500,000?) | 5
M.3 | Regional geological map (1:250 or 500,000?) | 5
M.4 | Detailed geological map of the immediate area of the concessions (1:50,000 or 100,000) | 5
N. | Other issues and considerations | 1.6667
N.1 |  | 2
N.2 |  | 2
N.3 |  | 1

## Q. Sphaler Creek
Column1 | Column2 | Column3 | Column4 | Column5 | Column6 | Column7 | Column8 | Column52
| GEOTHERMAL DECISION MATRIX WORKSHEET | Comments | Favourable | Unfavourable | Potential time commitment to resolve (days; months; years) | Cost (High, Med, Low) | ADDITIONAL NOTES OR COMMENTS | Numerical favourability index
| AREA OF INTEREST: | Sphaler Creek
| Nearest community name: | Iskut
| Nearest large community: | Prince George
| Topographic map sheets (name and code) : | Sphaler Creek, 104G03
| Geological map sheets (name and code) | 104G.005
Sphaler Creek
A. | Resource potential | [6 empty] | 2.4286
A.1 | General geological setting | Area is remote mountainous region; young and long lived volcanism in Mt. Edziza area. | [5 empty] | 3
A.2 | Size/potential/type | no specific reservoir - isolated hot springs | [5 empty] | 0
A.3 | Temperature gradient/ Heat flow data | none known; area of high heat flow | [5 empty] | 3
A.4 | Water & Gas chemistry | one sample (see geochemistry Appendix D). | [5 empty] | 3
A.5 | Mineral indicators and/or surface alteration | none reported | [5 empty] | 0
A.6 | Surface thermal features (type, temperature) | very hot ~74° C | [5 empty] | 5
A.7 | Surface spring flow rates and Resource recharge | low; unknown | [5 empty] | 1
A.8 | 3D permeability (heat exchange potential) | nothing known; likely structurally controlled | [5 empty] | 1
A.9 | Recent magmatism | Stikine volcanic belt (Northern Cordilleran Volcanic Province) | [5 empty] | 5
A.10 | Structural setting / seismic / tectonics | young faulting and volcanism | [5 empty] | 5
A.11 | Geophysics (type and interpretation if available) | regional | [5 empty] | 1
A.12 | Potential Resource host rocks | fractured basement rocks | [5 empty] | 3
A.13 | Potential drilling issues | remote difficult access | [5 empty] | 1
A.14 | Brief description of geological setting of thermal features (i.e. springs emanate from fluvial gravels; beside a river; etc.) | Close proximity to Mt. Edziza; Bowser Basin to the east. | [5 empty] | 3
B. | Exploration Uncertainty (Risk) | [6 empty] | 1.2857
B.1 | Degree of identification of resources/reserves | reservoir not identified; likely fractured bedrock | [5 empty] | 1
B.2 | Likelihood of covering Resource with concession | moderate, may be conflict with mineral tracts. | [5 empty] | 2
B.3 | Expected authorization date | no geothermal leases; could be done under crown land tenure | [5 empty] | 0
B.4 | Specific timing of exploration (2 + 2 years, BC 8 years, etc.) | once permits in place, 5-7 yr. | [5 empty] | 3
B.5 | Degree of previous exploration (can be good or bad) | Surface sampling, geological mapping | [5 empty] | 1
B.6 | Surface Operational capacity (enough stable area for drilling and facilities planned?) | difficult terrain, need for more infrastructure | [5 empty] | 1
B.7 | Exploration to exploitation (Difficult to easy) | Difficult; little resource information | [5 empty] | 1
C. | Environmental Issues | [6 empty] | 2.75
C.1 | Protected areas (type and classification) | Ecological Reserves and Provincial Parks >12.5 km away. | [5 empty] | 3
C.2 | Endangered species | Northern Mountain Caribou 65 km from proposed resource area. | [5 empty] | 4
C.3 | Geothermal surface features | Sphaler Creek hot springs within 5 km of potential resource area, remote tourism. | [5 empty] | 3
C.4 | Other | remote area; spotted owl, grizzly habitat areas nearby; Fish bearing creeks | [5 empty] | 1
D. | Geothermal Area - Bidding and/or type of land holding (private/gov/lease/etc.) | [6 empty] | 2.3333
D.1 | Bidding Area | Local mine development may provide potential development. Permission to use Crown land is obtained by application under the Land Act (LA); target would be lower temperature < 80°C resource. | [5 empty] | 3
D.2 | Electrical generation potential? competition or collaboration possible from Companies present | possible collaboration with mineral development. Not favourable economics (KWL report) | [5 empty] | 1
D.3 | Other claim rights(Mining and/or Oil) | mineral/coal leases | [5 empty] | 3
E. | Market | [6 empty] | 2
E.1 | Potential commodities for direct use applications | Locally gathered forest materials and logging | [5 empty] | 1
E.2 | Political stability and community relationship to development | small communities; mining may promote more emphasis on green energy; community protests over some development. | [5 empty] | 3
E.3 | Time Limits? (Business agreements, Operating/generating-by deadlines?) | no development in planning stage | [5 empty] | 3
E.4 | Renewable energy "green value" for potential development | possible due to proximity of mining | [5 empty] | 1
F. | Transmission Line Infrastructure | [6 empty] | 0
F.1 | State of the Infrastructure | power to Bob Quinn Lake, >50 km | [5 empty] | 0
F.2 | Transmission route (distance, terrain and costs) | >50 km of new transmission required thru steep forested terrain. | [5 empty] | 0
F.3 | Wheeling power | n/a | [5 empty] | 0
F.4 | Transmission providers | n/a | [5 empty] | 0
G. | Laws governing direct-use renewable energy sources | [6 empty] | 3.4286
G.1 | General Criteria of the Geothermal Law | important aspect is the temperature criteria; under 80°C Crown Land Tenure; above geothermal law. | [5 empty] | 3
G.2 | General Criteria of the water resources law | need a water use licence | [5 empty] | 3
G.3 | Direct sales possible | yes, with a licence | [5 empty] | 3
G.4 | Carbon credits | BC Carbon Registry (new, in place 2016), Carbon Tax | [5 empty] | 4
G.5 | Lease time and ability to renew or extend exploration licence | no geothermal leases; could be done under crown land tenure | [5 empty] | 3
G.6 | Issues (and timing) related to conversion from exploration to exploitation | If done under a geothermal lease specific work program is required. | [5 empty] | 3
G.7 | Time frame for exploitation licence | Crown land tenure takes weeks to months, depending on the length of tenure requested; lease up to 30 years | [5 empty] | 5
H. | Community Issues | [6 empty] | 2.3333
H.1 | Indigenous Law and Indigenous Development Areas | Tahltan Central council; supports sustainable and responsible business development. Not currently in negotiation with BC Treaty Commission (high uncertainty) | [5 empty] | 1
H.2 | Land claims | asserted claim but not currently in negotiation with BCTC | [5 empty] | 1
H.3 | Community action | Tahltan Nation Development Council. 2005 community action against Shell Canada. | [5 empty] | 3
H.4 | Surface Rights | 1910 Declaration of Tahltan tribe; Tahltan resource development policy; treaty and crown land | [5 empty] | 3
H.5 | Visual considerations | remote wilderness area; logging; mining | [5 empty] | 3
H.6 | Tourism | Tourism underexploited | [5 empty] | 1
H.7 | Traditional use area: trapping, hunting, food and medicinal plants, fishing activities | the Tahltan people look to the land for sustenance, guidance and healing; http://www.tndc.ca/tahltan-people | [5 empty] | 3
H.8 | Traditional use area: Community sacred site, gathering place or event sites | as above | [5 empty] | 3
H.9 | Traditional use area: archeology sites and other areas of significance | as above | [5 empty] | 3
I. | Water rights | [6 empty] | 5
I.1 | availability for proposed development | Closest water license ~15km away. | [5 empty] | 5
I.2 | availability for drilling | yes, with a licence | [5 empty] | 5
J. | Engineering | [6 empty] | 1.6
J.1 | Development proposal and design | no planning in progress | [5 empty] | 0
J.2 | Construction issues | remote, steep terrain | [5 empty] | 1
J.3 | Transportation issues | remote location | [5 empty] | 1
J.4 | Architectural Issues (blend/hide into environment? Local styles? Etc.) | none known; wilderness area | [5 empty] | 3
J.5 | Special construction issues (heat exchanger & full injection) | none known; remote location | [5 empty] | 3
K. | Non electrical infrastructure (roads and habitation) | [6 empty] | 1.2
K.1 | Nearest large community > 50,000 | Prince George | [5 empty] | 4
K.2 | nearest community and size | Iskut, Galore Creek, Bob Quinn Lake | [5 empty] | 2
K.3 | Nearest road and condition | Closest road is 30 km away. | [5 empty] | 0
K.4 | Current access conditions (restrictions) | Remote | [5 empty] | 0
K.5 | Terrain and distance factor for road building | 30 km of new road thru steep forested terrain | [5 empty] | 0
L. | Development Finance | [6 empty] | 0
L.1 | Development value (greenhouses; tourism; heating; etc.) | [6 empty] | 0
L.2 | Market price for similar commodities not using direct-use heat | [6 empty] | 0
L.3 | Green power premium for commodity? | [6 empty] | 0
L.4 | Commodity price | [6 empty] | 0
L.5 | Marketing implications | [6 empty] | 0
L.6 | Estimated size of resource | [6 empty] | 0
L.7 | Are there any green use incentives? | [6 empty] | 0
L.8 | Grants | [6 empty] | 0
L.9 | Tax holidays | [6 empty] | 0
L.10 | Tax relief | [6 empty] | 0
L.11 | Loan guarantees | [6 empty] | 0
L.12 | Royalties/Fees | [6 empty] | 0
L.13 | General idea of royalties | [6 empty] | 0
L.14 | Private land owner or government land | [6 empty] | 0
L.15 | Tax rate in the country | [6 empty] | 0
L.16 | Transmission Tariffs | [6 empty] | 0
M. | Maps | [6 empty] | 5
M.1 | Regional topographic map showing population centres, roads and other infrastructure including electrical grid and nearest substation and/or generating station. (1:500,000?) | [6 empty] | 5
M.2 | Regional map showing land tenure in area – geothermal concessions, mining concessions, private land holds, public or national lands (parks) (1:500,000?) | [6 empty] | 5
M.3 | Regional geological map (1:250 or 500,000?) | [6 empty] | 5
M.4 | Detailed geological map of the immediate area of the concessions (1:50,000 or 100,000) | [6 empty] | 5
N. | Other issues and considerations | [6 empty] | 0.33333
N.1 | Spatial concentration of potential customers | very remote locations | [5 empty] | 0
N.2 | Distance to market for prospective commodities | if mining is viable, potential for cooperation, but new road required | [5 empty] | 1
N.3 | Costs to potential customers to receive Direct-use benefits | high | [5 empty] | 0
| OVERALL COMMENTS/ASSESSMENT | Remote location with limited population and development

## Q. Area Summary
| DRAFT EXAMPLE GEOTHERMAL DECISION MATRIX WORKSHEET | Numerical favourability index |  | Transmission Line | Finance & Regulations | Environmental | Community | Resource | Roading access & Constructability
| AREA OF INTEREST | Sphaler Creek
| Nearest community name | Iskut | INDEX # USED | F | D+E+G+L | C | H | A+B+M | I+J+K+N
| Country/state/community | Prince George |  | 0 | 2.1905 | 2.75 | 2.3333 | 2.9048 | 2.0333
| Topographic map sheets (name and code) | Sphaler Creek, 104G03
| Geological map sheets (name and code) | 104G.005
Sphaler Creek
A. | Resource potential | 2.4286
A.1 | General geological setting | 3
A.2 | Size/potential/type | 0
A.3 | Temperature gradient/ Heat flow data | 3
A.4 | Water & Gas chemistry | 3
A.5 | Mineral indicators and/or surface alteration | 0
A.6 | Surface thermal features (type, temperature) | 5
A.7 | Surface spring flow rates and Resource recharge | 1
A.8 | 3D permeability (heat exchange potential) | 1
A.9 | Recent magmatism | 5
A.10 | Structural setting / seismic / tectonics | 5
A.11 | Geophysics (type and interpretation if available) | 1
A.12 | Potential Resource host rocks | 3
A.13 | Potential drilling issues | 1
A.14 | Brief description of geological setting of thermal features (i.e. springs emanate from fluvial gravels; beside a river; etc.) | 3
B. | Exploration Uncertainty (Risk) | 1.2857
B.1 | Degree of identification of resources/reserves | 1
B.2 | Likelihood of covering Resource with concession | 2
B.3 | Expected authorization date | 0
B.4 | Specific timing of exploration (2 + 2 years, BC 8 years, etc.) | 3
B.5 | Degree of previous exploration (can be good or bad) | 1
B.6 | Surface Operational capacity (enough stable area for drilling and facilities planned?) | 1
B.7 | Exploration to exploitation (Difficult to easy) | 1
C. | Environmental Issues | 2.75
C.1 | Protected areas (type and classification) | 3
C.2 | Endangered species | 4
C.3 | Geothermal surface features | 3
C.4 | Other | 1
D. | Geothermal Area - Bidding and/or type of land holding (private/government/lease/etc.) | 2.3333
D.1 | Bidding Area | 3
D.2 | Electrical generation potential? Competition or collaboration possible from Companies present | 1
D.3 | Other claim rights(Mining and/or Oil) | 3
E. | Market | 3
E.1 | Potential commodities for direct use applications | 0
E.2 | Political stability and community relationship to development | 2
E.3 | Time Limits? (Business agreements, Operating/generating-by deadlines?) | 1
E.4 | Renewal energy "green value" for potential development | 3
F. | Transmission Line Infrastructure | 0
F.1 | State of the Infrastructure | 0
F.2 | Transmission route (distance, terrain and costs) | 0
F.3 | Wheeling power | 0
F.4 | Transmission providers | 0
G. | Laws governing direct-use renewable energy sources | 3.4286
G.1 | General Criteria of the Geothermal Law | 3
G.2 | General Criteria of the water resources law | 3
G.3 | Direct sales possible | 3
G.4 | Carbon credits | 4
G.5 | Lease time and ability to renew or extend exploration licence | 3
G.6 | Issues (and timing) related to conversion from exploration to exploitation | 3
G.7 | Time frame for exploitation licence | 5
H. | Community Issues | 2.3333
H.1 | Indigenous Law and Indigenous Development Areas | 1
H.2 | Land claims | 1
H.3 | Community action | 3
H.4 | Surface Rights | 3
H.5 | Visual considerations | 3
H.6 | Tourism | 1
H.7 | Traditional use area: trapping, hunting, food and medicinal plants, fishing activities | 3
H.8 | Traditional use area: Community sacred site, gathering place or event sites | 3
H.9 | Traditional use area: archeology sites and other areas of significance | 3
I. | Water rights | 5
I.1 | availability for proposed development | 5
I.2 | availability for drilling | 5
J. | Engineering | 1.6
J.1 | Development proposal and design | 0
J.2 | Construction issues | 1
J.0 | Transportation issues | 1
J.4 | Architectural Issues (blend/hide into environment? Local styles? Etc.) | 3
J.5 | Special construction issues (heat exchanger & full injection) | 3
K. | Non electrical infrastructure (roads and habitation) | 1.2
K.1 | Nearest large community > 50,000 | 4
K.2 | nearest community and size | 2
K.0 | Nearest road and condition | 0
K.4 | Current access conditions (restrictions) | 0
K.5 | Terrain and distance factor for road building | 0
L. | Development Finance | 0
L.1 | Development value (greenhouses; tourism; heating; etc.) | 0
L.2 | Market price for similar commodities not using direct-use heat | 0
L.3 | Green power premium for commodity? | 0
L.4 | Commodity price | 0
L.5 | Marketing implications | 0
L.6 | Estimated size of resource | 0
L.7 | Are there any green use incentives? | 0
L.8 | Grants | 0
L.9 | Tax holidays | 0
L.10 | Tax relief | 0
L.11 | Loan guarantees | 0
L.12 | Royalties/Fees | 0
L.13 | General idea of royalties | 0
L.14 | Private land owner or government land | 0
L.15 | Tax rate in the country | 0
L.16 | Transmission Tariffs | 0
M. | Maps | 5
M.1 | Regional topographic map showing population centres, roads and other infrastructure including electrical grid and nearest substation and/or generating station. (1:500,000?) | 5
M.2 | Regional map showing land tenure in area – geothermal concessions, mining concessions, private land holds, public or national lands (parks) (1:500,000?) | 5
M.3 | Regional geological map (1:250 or 500,000?) | 5
M.4 | Detailed geological map of the immediate area of the concessions (1:50,000 or 100,000) | 5
N. | Other issues and considerations | 0.33333
N.1 |  | 0
N.2 |  | 1
N.3 |  | 0

## R. Upper Arrow
Column1 | Column2 | Column3 | Column4 | Column5 | Column6 | Column7 | Column8 | Column52
| GEOTHERMAL DECISION MATRIX WORKSHEET | Comments | Favourable | Unfavourable | Potential time commitment to resolve (days; months; years) | Cost (High, Med, Low) | ADDITIONAL NOTES OR COMMENTS | Numerical favourability index
| AREA OF INTEREST: | Upper Arrow Lake
| Nearest community name: | Revelstoke/Nakusp
| Nearest large community: | Kelowna
| Topographic map sheets (name and code) : | St. Leon Creek, 082K05
| Geological map sheets (name and code) | 82K.041
Upper Arrow Lake
A. | Resource potential | [6 empty] | 3.2857
A.1 | General geological setting | well known | [5 empty] | 5
A.2 | Size/potential/type | not defined but estimated at 5 km3, low temperature | [5 empty] | 2
A.3 | Temperature gradient/ Heat flow data | 32C/km for Columbia River Fault, circulation depth ~4 km | [5 empty] | 5
A.4 | Water & Gas chemistry | Halcyon SO4 400 mg/L, low Mg, Cl; Halfway River, SO4 500 mg/L, low Mg, Cl; Nakusp SO4 300 mg/L, low Mg; St. Leon SO4 560 mg/L, low Mg, Cl. | [5 empty] | 5
A.5 | Mineral indicators and/or surface alteration | none reported | [5 empty] | 0
A.6 | Surface thermal features (type, temperature) | Halcyon 48C, Halfway River 55C, Nakusp 54C, St. Leon 49C, Wilson Lake 30C | [5 empty] | 5
A.7 | Surface spring flow rates and Resource recharge | 1-5L/s | [5 empty] | 3
A.8 | 3D permeability (heat exchange potential) | [6 empty] | 3
A.9 | Recent magmatism | [6 empty] | 0
A.10 | Structural setting / seismic / tectonics | Lots of evidence of fracturing/faulting and intense folding | [5 empty] | 5
A.11 | Geophysics (type and interpretation if available) | regional | [5 empty] | 1
A.12 | Potential Resource host rocks | Silicate/crystalline schist | [5 empty] | 5
A.13 | Potential drilling issues | potentially a deep resource | [5 empty] | 2
A.14 | Brief description of geological setting of thermal features (i.e. springs emanate from fluvial gravels; beside a river; etc.) | Columbia River Fault along eastern margin of regional extension complex. | [5 empty] | 5
B. | Exploration Uncertainty (Risk) | [6 empty] | 2.7143
B.1 | Degree of identification of resources/reserves | low | [5 empty] | 3
B.2 | Likelihood of covering Resource with concession | Likely possible. Halcyon near mining titles. | [5 empty] | 4
B.3 | Expected authorization date | Unknown. No geothermal tracts nearby. | [5 empty] | 0
B.4 | Specific timing of exploration (2 + 2 years, BC 8 years, etc.) | 5-7yr, as soon as permits can be put in place | [5 empty] | 3
B.5 | Degree of previous exploration (can be good or bad) | Geoscientific information exists. Geothermometry studies exist. TG and heat flow data known for general area. | [5 empty] | 2
B.6 | Surface Operational capacity (enough stable area for drilling and facilities planned?) | Likely | [5 empty] | 5
B.7 | Exploration to exploitation (Difficult to easy) | Many unknowns but no high risk uncertainty. | [5 empty] | 2
C. | Environmental Issues | [6 empty] | 2
C.1 | Protected areas (type and classification) | potential proposed transmission/piping crosses Ungulate Winter Range no harvest zone. | [5 empty] | 2
C.2 | Endangered species | potential proposed transmission runs thru Southern Mountain Caribou and Snow Ramble occurrences. | [5 empty] | 2
C.3 | Geothermal surface features | Nearest hot springs ~10km from potential resource area. 3 other hot springs within ~15 km. Favourable for tourism. | [5 empty] | 2
C.4 | Other | Potential transmission/piping line crosses fish bearing streams. | [5 empty] | 2
D. | Geothermal Area - Bidding and/or type of land holding (private/gov/lease/etc.) | [6 empty] | 2.3333
D.1 | Bidding Area | No geothermal tracts nearby. Permission to use Crown land is obtained by application under the Land Act (LA); target would be lower temperature < 80°C resource. | [5 empty] | 3
D.2 | Electrical generation potential? competition or collaboration possible from Companies present | Not favourable economics, KWL report | [5 empty] | 1
D.3 | Other claim rights(Mining and/or Oil) | several mineral/coal titles in the area. | [5 empty] | 3
E. | Market | [6 empty] | 3.5
E.1 | Potential commodities for direct use applications | closest communities Revelstoke and Nakusp, and Halcyon resort. | [5 empty] | 3
E.2 | Political stability and community relationship to development | stable, but development favourability unknown. Already 2 resorts (Halcyon and Nakusp) may be potential for collaboration or unwanted competition. | [5 empty] | 3
E.3 | Time Limits? (Business agreements, Operating/generating-by deadlines?) | none known | [5 empty] | 3
E.4 | Renewable energy "green value" for potential development | Nearby communities open to favourable green development | [5 empty] | 5
F. | Transmission Line Infrastructure | [6 empty] | 0.5
F.1 | State of the Infrastructure | closest substation is 28 km away | [5 empty] | 1
F.2 | Transmission route (distance, terrain and costs) | 28 km of new 69 kV transmission/piping. Flat conditions along lake, but steep, treed terrain in St. Leon creek. | [5 empty] | 1
F.3 | Wheeling power | n/a | [5 empty] | 0
F.4 | Transmission providers | n/a | [5 empty] | 0
G. | Laws governing direct-use renewable energy sources | [6 empty] | 3.4286
G.1 | General Criteria of the Geothermal Law | important aspect is the temperature criteria; under 80 C Crown Land Tenure; above geothermal law. | [5 empty] | 3
G.2 | General Criteria of the water resources law | need a water use licence | [5 empty] | 3
G.3 | Direct sales possible | yes, with a licence | [5 empty] | 3
G.4 | Carbon credits | BC Carbon Registry (new, in place 2016), Carbon Tax | [5 empty] | 4
G.5 | Lease time and ability to renew or extend exploration licence | could be done under geothermal/Land Act tenure. | [5 empty] | 3
G.6 | Issues (and timing) related to conversion from exploration to exploitation | If done under a geothermal lease specific work program is required. | [5 empty] | 3
G.7 | Time frame for exploitation licence | Crown land tenure takes weeks to months, depending on the length of tenure requested; lease up to 30 years | [5 empty] | 5
H. | Community Issues | [6 empty] | 3
H.1 | Indigenous Law and Indigenous Development Areas | within Ktunaxa territory (BCTC stage 4) | [5 empty] | 1
H.2 | Land claims | within Okanagan Nation Alliance (Syilx), Secwepemc, Sinixt asserted territories | [5 empty] | 1
H.3 | Community action | no FN communities very nearby. Nakusp community plan "The Hot Springs resource is enhanced, protected and economically sustainable" | [5 empty] | 5
H.4 | Surface Rights | treaty and crown land | [5 empty] | 3
H.5 | Visual considerations | logging areas and roads nearby. Halcyon resort area. Hydro-electric reservoir area. | [5 empty] | 5
H.6 | Tourism | Halcyon, Nakusp hot springs are commercial tourist destination. 4 additional non-commercial hot springs are in the area. Large tourist industry due to proximity to Revelstoke and variety of outdoor recreational activities available. | [5 empty] | 3
H.7 | Traditional use area: trapping, hunting, food and medicinal plants, fishing activities | Ktunaxa Nation Council, Okanagan Nation Alliance, Secwepemc Nation | [5 empty] | 3
H.8 | Traditional use area: Community sacred site, gathering place or event sites | Ktunaxa Nation Council, Okanagan Nation Alliance, Secwepemc Nation | [5 empty] | 3
H.9 | Traditional use area: archeology sites and other areas of significance | Ktunaxa Nation Council, Okanagan Nation Alliance, Secwepemc Nation | [5 empty] | 3
I. | Water rights | [6 empty] | 5
I.1 | availability for proposed development | no existing water licence within ~10 km of potential resource area | [5 empty] | 5
I.2 | availability for drilling | no existing water licence within ~10 km of potential resource area | [5 empty] | 5
J. | Engineering | [6 empty] | 1.6
J.1 | Development proposal and design | none underway | [5 empty] | 0
J.2 | Construction issues | Remote, steep mountainous terrain, limited existing access via logging roads. | [5 empty] | 1
J.3 | Transportation issues | Limited access via existing unpaved roads in St. Leon Creek valley and paved road to Nakusp substation. | [5 empty] | 1
J.4 | Architectural Issues (blend/hide into environment? Local styles? Etc.) | none known | [5 empty] | 3
J.5 | Special construction issues (heat exchanger & full injection) | none known | [5 empty] | 3
K. | Non electrical infrastructure (roads and habitation) | [6 empty] | 3.4
K.1 | Nearest large community > 50,000 | Kelowna | [5 empty] | 4
K.2 | nearest community and size | Revelstoke, Nakusp | [5 empty] | 2
K.3 | Nearest road and condition | unpaved existing logging road | [5 empty] | 3
K.4 | Current access conditions (restrictions) | unpaved road access to potential resource area. Provincial Park nearby. | [5 empty] | 3
K.5 | Terrain and distance factor for road building | no requirements for new roads | [5 empty] | 5
L. | Development Finance | [6 empty] | 0
L.1 | Development value (greenhouses; tourism; heating; etc.) | [6 empty] | 0
L.2 | Market price for similar commodities not using direct-use heat | [6 empty] | 0
L.3 | Green power premium for commodity? | [6 empty] | 0
L.4 | Commodity price | [6 empty] | 0
L.5 | Marketing implications | [6 empty] | 0
L.6 | Estimated size of resource | [6 empty] | 0
L.7 | Are there any green use incentives? | [6 empty] | 0
L.8 | Grants | [6 empty] | 0
L.9 | Tax holidays | [6 empty] | 0
L.10 | Tax relief | [6 empty] | 0
L.11 | Loan guarantees | [6 empty] | 0
L.12 | Royalties/Fees | [6 empty] | 0
L.13 | General idea of royalties | [6 empty] | 0
L.14 | Private land owner or government land | [6 empty] | 0
L.15 | Tax rate in the country | [6 empty] | 0
L.16 | Transmission Tariffs | [6 empty] | 0
M. | Maps | [6 empty] | 5
M.1 | Regional topographic map showing population centres, roads and other infrastructure including electrical grid and nearest substation and/or generating station. (1:500,000?) | [6 empty] | 5
M.2 | Regional map showing land tenure in area – geothermal concessions, mining concessions, private land holds, public or national lands (parks) (1:500,000?) | [6 empty] | 5
M.3 | Regional geological map (1:250 or 500,000?) | [6 empty] | 5
M.4 | Detailed geological map of the immediate area of the concessions (1:50,000 or 100,000) | [6 empty] | 5
N. | Other issues and considerations | [6 empty] | 2.6667
N.1 | Spatial concentration of potential customers | Revelstoke (pop 7000), Nakusp (pop 1500) | [5 empty] | 4
N.2 | Distance to market for prospective commodities | Kelowna | [5 empty] | 3
N.3 | Costs to potential customers to receive Direct-use benefits | no subsidies | [5 empty] | 1
| OVERALL COMMENTS/ASSESSMENT | Potential for development but area is somewhat remote with minimal previous exploration of any type.

## R. Area Summary
| DRAFT EXAMPLE GEOTHERMAL DECISION MATRIX WORKSHEET | Numerical favourability index |  | Transmission Line | Finance & Regulations | Environmental | Community | Resource | Roading access & Constructability
| AREA OF INTEREST | Upper Arrow Lake
| Nearest community name | Revelstoke/Nakusp | INDEX # USED | F | D+E+G+L | C | H | A+B+M | I+J+K+N
| Country/state/community | Kelowna |  | 0.5 | 2.1905 | 2 | 3 | 3.6667 | 3.1667
| Topographic map sheets (name and code) | St. Leon Creek, 082K05
| Geological map sheets (name and code) | 82K.041
Upper Arrow Lake
A. | Resource potential | 3.2857
A.1 | General geological setting | 5
A.2 | Size/potential/type | 2
A.3 | Temperature gradient/ Heat flow data | 5
A.4 | Water & Gas chemistry | 5
A.5 | Mineral indicators and/or surface alteration | 0
A.6 | Surface thermal features (type, temperature) | 5
A.7 | Surface spring flow rates and Resource recharge | 3
A.8 | 3D permeability (heat exchange potential) | 3
A.9 | Recent magmatism | 0
A.10 | Structural setting / seismic / tectonics | 5
A.11 | Geophysics (type and interpretation if available) | 1
A.12 | Potential Resource host rocks | 5
A.13 | Potential drilling issues | 2
A.14 | Brief description of geological setting of thermal features (i.e. springs emanate from fluvial gravels; beside a river; etc.) | 5
B. | Exploration Uncertainty (Risk) | 2.7143
B.1 | Degree of identification of resources/reserves | 3
B.2 | Likelihood of covering Resource with concession | 4
B.3 | Expected authorization date | 0
B.4 | Specific timing of exploration (2 + 2 years, BC 8 years, etc.) | 3
B.5 | Degree of previous exploration (can be good or bad) | 2
B.6 | Surface Operational capacity (enough stable area for drilling and facilities planned?) | 5
B.7 | Exploration to exploitation (Difficult to easy) | 2
C. | Environmental Issues | 2
C.1 | Protected areas (type and classification) | 2
C.2 | Endangered species | 2
C.3 | Geothermal surface features | 2
C.4 | Other | 2
D. | Geothermal Area - Bidding and/or type of land holding (private/government/lease/etc.) | 2.3333
D.1 | Bidding Area | 3
D.2 | Electrical generation potential? Competition or collaboration possible from Companies present | 1
D.3 | Other claim rights(Mining and/or Oil) | 3
E. | Market | 3
E.1 | Potential commodities for direct use applications | 0
E.2 | Political stability and community relationship to development | 3.5
E.3 | Time Limits? (Business agreements, Operating/generating-by deadlines?) | 3
E.4 | Renewal energy "green value" for potential development | 3
F. | Transmission Line Infrastructure | 0.5
F.1 | State of the Infrastructure | 1
F.2 | Transmission route (distance, terrain and costs) | 1
F.3 | Wheeling power | 0
F.4 | Transmission providers | 0
G. | Laws governing direct-use renewable energy sources | 3.4286
G.1 | General Criteria of the Geothermal Law | 3
G.2 | General Criteria of the water resources law | 3
G.3 | Direct sales possible | 3
G.4 | Carbon credits | 4
G.5 | Lease time and ability to renew or extend exploration licence | 3
G.6 | Issues (and timing) related to conversion from exploration to exploitation | 3
G.7 | Time frame for exploitation licence | 5
H. | Community Issues | 3
H.1 | Indigenous Law and Indigenous Development Areas | 1
H.2 | Land claims | 1
H.3 | Community action | 5
H.4 | Surface Rights | 3
H.5 | Visual considerations | 5
H.6 | Tourism | 3
H.7 | Traditional use area: trapping, hunting, food and medicinal plants, fishing activities | 3
H.8 | Traditional use area: Community sacred site, gathering place or event sites | 3
H.9 | Traditional use area: archeology sites and other areas of significance | 3
I. | Water rights | 5
I.1 | availability for proposed development | 5
I.2 | availability for drilling | 5
J. | Engineering | 1.6
J.1 | Development proposal and design | 0
J.2 | Construction issues | 1
J.0 | Transportation issues | 1
J.4 | Architectural Issues (blend/hide into environment? Local styles? Etc.) | 3
J.5 | Special construction issues (heat exchanger & full injection) | 3
K. | Non electrical infrastructure (roads and habitation) | 3.4
K.1 | Nearest large community > 50,000 | 4
K.2 | nearest community and size | 2
K.0 | Nearest road and condition | 3
K.4 | Current access conditions (restrictions) | 3
K.5 | Terrain and distance factor for road building | 5
L. | Development Finance | 0
L.1 | Development value (greenhouses; tourism; heating; etc.) | 0
L.2 | Market price for similar commodities not using direct-use heat | 0
L.3 | Green power premium for commodity? | 0
L.4 | Commodity price | 0
L.5 | Marketing implications | 0
L.6 | Estimated size of resource | 0
L.7 | Are there any green use incentives? | 0
L.8 | Grants | 0
L.9 | Tax holidays | 0
L.10 | Tax relief | 0
L.11 | Loan guarantees | 0
L.12 | Royalties/Fees | 0
L.13 | General idea of royalties | 0
L.14 | Private land owner or government land | 0
L.15 | Tax rate in the country | 0
L.16 | Transmission Tariffs | 0
M. | Maps | 5
M.1 | Regional topographic map showing population centres, roads and other infrastructure including electrical grid and nearest substation and/or generating station. (1:500,000?) | 5
M.2 | Regional map showing land tenure in area – geothermal concessions, mining concessions, private land holds, public or national lands (parks) (1:500,000?) | 5
M.3 | Regional geological map (1:250 or 500,000?) | 5
M.4 | Detailed geological map of the immediate area of the concessions (1:50,000 or 100,000) | 5
N. | Other issues and considerations | 2.6667
N.1 |  | 4
N.2 |  | 3
N.3 |  | 1